## review
Technology cost assumptions for granular technologies |  |  |  |  | GEA Efficiency |  | SSP2 | SSP1 | SSPs: data from Volker, plus additional data from SSP1input and SSP2-CD-LINKs data files
Investment costs $/kW | [8 empty] | GEA Efficiency: GEA Chapter 17 spreadsheet download
| 2010 | 2030 | 2050 | 2100 | 2050/2010 ratio | notes
solar_PV | 1845-3551 | 595-896 | 313-479 | 318-355 | .13 - .18
|  |  | 881-1243 | 951-1065
|  |  | 497-924 | 355
solar_i | 983-2200 |  | 883-1032 | 740-883 | .47 - .9
stor_ppl (batteries?) | 720-765 |  | 620-633 | 600 | .83 - .86
800
wind_ppl | 962-1465 |  | 660-867 | 683-800 | .60 - .69
wind offshore | 883-1400 |  | 511-667 | 533-593 | .48 - .62
wind | 1523-1661 |  | 667-794 | 581 | 0.43 - .48
H2_ele | 371 |  | 224-240 | 205-206 | .60 - .64
| 465-500 |  | 415 | 401 | .83 - .90 | SSP1 higher than SSP2!!
??
FC_transp |  | 1909 | 1275 | 464 | 0.67 | late and learning only after 2050
??
for comparison some lumpy technologies:
Nuclear_LC | 2502-3800 |  | 2504-3892 | n.a. | ~1
nuclear_HC |  | 2058-3448 | 1911-2978 | 2503-2925 | .86 - .93
|  | 2269-3660 | 2562-3592 | 3310-3533 | ~1
nucl GEA-H to GEA-L | 3575-6175 |  | 4184-6175 | 3824-6175 | ~1
solar_th_ppl | 2157-2732 |  | 1991-2381 | 1972-2288
| 2295-2892 |  | 1449-1767 | 1395-1640
| 2581-2892 |  | 2152-2193 | 2024
other lumpy techs in SSPs: static costs or slight increase

## PV scenario
PV (BP) | TWh | expon.trend | cum_TWh | #doublings | LR | cost |  | scen_low | scen-high | SSP1 low |  |  |  | MESSAGE low b2C v2
1989 | 0.26222 | 0.0048028 | 0.26222 |  | 0.8 | [8 empty] | GW |  | EJ
1990 | 0.38656 | 0.0073233 | 0.64879 | 2
1991 | 0.50646 | 0.011167 | 1.1552 | 3
1992 | 0.46881 | 0.017027 | 1.6241
1993 | 0.5568 | 0.025963 | 2.1809 | 4
1994 | 0.60099 | 0.039588 | 2.7818
1995 | 0.6416 | 0.060364 | 3.4234
1996 | 0.70493 | 0.092043 | 4.1284 | 5
1997 | 0.75707 | 0.14035 | 4.8854
1998 | 0.87972 | 0.214 | 5.7652
1999 | 0.96456 | 0.32631 | 6.7297
2000 | 1.1509 | 0.49756 | 7.8806
2001 | 1.4257 | 0.75869 | 9.3063 | 6
2002 | 1.8073 | 1.1568 | 11.1135
2003 | 2.2942 | 1.764 | 13.4078
2004 | 3.0095 | 2.6897 | 16.4173 | 7
2005 | 4.2299 | 4.1013 | 20.6472
2006 | 5.7826 | 6.2536 | 26.4298
2007 | 7.7021 | 9.5356 | 34.1319 | 8
2008 | 12.5912 | 14.5399 | 46.7231
2009 | 20.9179 | 22.1704 | 67.641 | 9
2010 | 33.8163 | 33.8056 | 101.4573
2011 | 64.6951 | 51.5469 | 166.1524 | 10
2012 | 100.0339 | 78.5989 | 266.1863 | 11
2013 | 137.5612 | 119.8479 | 403.7474
2014 | 196.333 | 182.7446 | 600.0804 | 12 | [6 empty] | with MESSAGE scenario (GW)
2015 | 256.1909 | 278.6496 | 856.2714 | [6 empty] | 800 | $/kW | GW
2016 | 333.0525 | 350 | 1189.3239 | 13 |  | 3551 |  | 1845 | 3551 | module | 1845 | 303 |  | 303 | (IEA, 2017)
2017 |  | 424.8861 | 1614.2099
2018 |  | 647.8679 | 2262.0778 | 14 |  | 2840.8
2019 |  | 987.8715 | 3249.9494 | [10 empty] | EJ
2020 |  | 1506.3104 | 4756.2598 | 15 |  | 2272.64 |  | 1180 | 2270 | 893 |  |  | 2010 | 0 |  | 0.235
2021 |  | 2296.828 | 7053.0878 | [9 empty] | 2020 | 2473.439 |  | 1.498 | 2
2022 |  | 3502.2124 | 10555.3001 | 16 |  | 1818.112 |  |  |  |  | 1476 |  | 2030 | 12365.933 | 2 | 7.559 | 4
2023 |  | 5340.1871 | 15895.4873 | [7 empty] | 1180.8 |  | 2040 | 40962.239 | 3 | 17.601 | 5
2024 |  | 8142.7383 | 24038.2256 | 17 |  | 1454.4896 |  |  |  |  | 944.64 |  | 2050 | 77933.219 | 4 | 22.877
2025 |  | 12416.0793 | 36454.3049 | 18 |  | 1163.5917 | [6 empty] | 2060 | 113331.402 |  | 22.054
2026 |  | 18932.0865 | 55386.3914 | [7 empty] | 755.712 |  | 2070 | 145088.881 | 5 | 19.91
2027 |  | 28867.7197 | 84254.1111 | 19 |  | 930.8733 | [6 empty] | 2080 | 177936.982 |  | 20.553
2028 |  | 44017.6123 | 128271.7234 | [9 empty] | 2090 | 215740.505 |  | 23.704
2029 |  | 67118.2279 | 195389.9513 | 20 |  | 744.6987 | [6 empty] | 2100 | 257922.019 |  | 26.39
2030 |  | 102342.1372 | 297732.0885 | 21 |  | 595.7589 | 500 | 310 | 600 | 595 | 604.5696 | 3000 - 8000 | 2110 | 316000 | 6 | 30 | 6
2031 |  | 156051.6923 | 453783.7808 | [6 empty] | 250-500 (8 to 1 TW, min 3 projected for 2030) |  | Haegel et al., Science 2016
2032 |  | 237948.2327 | 691732.0135 | 22 |  | 476.6072
2033 |  | 362824.3987 | 1054556.4121
2034 |  | 553236.0665 | 1607792.4786 | 23 |  | 381.2857
2035 |  | 843576.5246 | 2451369.0032
2036 |  | 1286288.7942 | 3737657.7974 | 24 |  | 305.0286
2037 |  | 1961338.1997 | 5698995.9972 | 25 |  | 244.0229
2038 |  | 2990656.1816 | 8689652.1788
2039 |  | 4560164.2785 | 13249816.4573 | 26 |  | 195.2183
2040 |  | 6953356.3821 | 20203172.8394 | 27 |  | 156.1746 | 131.072 | 80 | 160 | 400
2041 |  | 10602505.0905 | 30805677.9299
2042 |  | 16166741.3573 | 46972419.2873 | 28 |  | 124.9397
2043 |  | 24651110.6463 | 71623529.9336 | 29 |  | 99.9518
2044 |  | 37588110.2236 | 109211640.1572
2045 |  | 57314497.933 | 166526138.0902 | 30 |  | 79.9614
2046 |  | 87393371.3019 | 253919509.392
2047 |  | 133257755.4189 | 387177264.8109 | 31 |  | 63.9691
2048 |  | 203191948.2536 | 590369213.0646 | 32 |  | 51.1753
2049 |  | 309827879.8508 | 900197092.9153
2050 |  | 472426766.6994 | 1372623859.6147 | 33 |  | 40.9402 | 34.3597 | 20 | 40 | 313
2051 |  | 720358187.2669 | 2092982046.8816
2052 |  |  |  | 34 |  | 32.7522

## MESSAGE SSP1 SSP2
SSP2-CD-LINKS |  |  | 2005 | 2010 | 2020 | 2030 | 2040 | 2050 | 2060 | 2070 | 2080 | 2090 | 2100 | 2110 |  | Units of investment costs in MESSAGE: US$2005 / kW
solar_pv_ppl | R11_AFR |  | 2625 | 1926 |  | 1124 | 950 | 881 | 882 | 918 | 952 | 951 | 951 | 951
| R11_CPA |  | 1994 | 1673 | 1434 | 1264 | 1151 | 1083 | 1048 | 1032 | 1025 | 1013 | 1013 | 1013
| R11_EEU |  | 3253 | 2400 | 1797 | 1401 | 1171 | 1063 | 1035 | 1043 | 1046 | 1001 | 1001 | 1001
| R11_FSU |  | 3246 | 2383 | 1774 | 1376 | 1145 | 1039 | 1014 | 1028 | 1035 | 995 | 995 | 995
| R11_LAM |  | 2627 | 2001 | 1559 | 1268 | 1099 | 1021 | 1002 | 1013 | 1023 | 1001 | 1001 | 1001
| R11_MEA |  | 2754 | 2066 | 1581 | 1263 | 1080 | 997 | 980 | 995 | 1009 | 987 | 987 | 987
| R11_NAM |  | 3551 | 2928 | 2109 | 1649 | 1389 | 1243 | 1161 | 1114 | 1088 | 1074 | 1065 | 1065
| R11_PAO |  | 3032 | 2294 | 1766 | 1412 | 1198 | 1088 | 1048 | 1042 | 1035 | 992 | 992 | 992
| R11_PAS |  | 2226 | 1771 | 1446 | 1228 | 1097 | 1032 | 1011 | 1014 | 1019 | 1004 | 1004 | 1004
| R11_SAS |  | 2201 | 1708 | 1360 | 1133 | 1002 | 945 | 936 | 953 | 970 | 966 | 966 | 966
| R11_WEU |  | 2601 | 2040 | 1634 | 1358 | 1186 | 1093 | 1053 | 1040 | 1030 | 997 | 997 | 997
|  | mean | 2737.2727 | 2108.1818 | 1496.3636 | 1316 | 1133.4545 | 1044.0909 | 1015.4545 | 1017.4545 | 1021.0909 | 998.2727 | 997.4545 | 997.4545
SSP1
AFR | Capital Cost¦Electricity¦Solar¦PV | US$2010/kW OR local currency/kW | 2507 | 1622 | 1008 | 616 | 400 | 313 | 308 | 338 | 357 | 318 | 318
CPA | Capital Cost¦Electricity¦Solar¦PV | US$2010/kW OR local currency/kW | 1845 | 1291 | 893 | 626 | 465 | 383 | 354 | 353 | 354 | 331 | 331
EEU | Capital Cost¦Electricity¦Solar¦PV | US$2010/kW OR local currency/kW | 3101 | 2011 | 1247 | 754 | 475 | 354 | 334 | 359 | 373 | 319 | 319
FSU | Capital Cost¦Electricity¦Solar¦PV | US$2010/kW OR local currency/kW | 3100 | 2009 | 1245 | 752 | 473 | 352 | 332 | 358 | 371 | 316 | 316
LAM | Capital Cost¦Electricity¦Solar¦PV | US$2010/kW OR local currency/kW | 2489 | 1647 | 1055 | 672 | 453 | 356 | 338 | 355 | 365 | 324 | 324
MEA | Capital Cost¦Electricity¦Solar¦PV | US$2010/kW OR local currency/kW | 2616 | 1714 | 1083 | 675 | 444 | 344 | 328 | 349 | 362 | 319 | 319
NAM | Capital Cost¦Electricity¦Solar¦PV | US$2010/kW OR local currency/kW | 3551 | 2588 | 1444 | 886 | 613 | 479 | 414 | 382 | 366 | 359 | 355
PAO | Capital Cost¦Electricity¦Solar¦PV | US$2010/kW OR local currency/kW | 2873 | 1887 | 1194 | 743 | 484 | 367 | 342 | 359 | 367 | 318 | 318
PAS | Capital Cost¦Electricity¦Solar¦PV | US$2010/kW OR local currency/kW | 2088 | 1416 | 941 | 630 | 449 | 365 | 345 | 354 | 360 | 328 | 328
SAS | Capital Cost¦Electricity¦Solar¦PV | US$2010/kW OR local currency/kW | 2077 | 1390 | 908 | 595 | 418 | 340 | 327 | 343 | 353 | 322 | 322
WEU | Capital Cost¦Electricity¦Solar¦PV | US$2010/kW OR local currency/kW | 2442 | 1635 | 1065 | 691 | 473 | 372 | 347 | 357 | 364 | 325 | 325
|  | mean | 2608.0909 | 1746.3636 | 1098.4545 | 694.5455 | 467.9091 | 365.9091 | 342.6364 | 355.1818 | 362.9091 | 325.3636 | 325
solar_pv_ppl |  | NEW |  | 1746.3636 | 1098.4545 | 500 | 150 | 120 | 100 | 85 | 70 | 55 | 50 | 50
Frauenhofer: 120-210 Euro (best to worst case scenario)
stor_ppl | R11_AFR |  | 770 | 720 | 681 | 653 | 633 | 620 | 612 | 607 | 603 | 600 | 600 | 600
| R11_CPA |  | 770 | 720 | 681 | 653 | 633 | 620 | 612 | 607 | 603 | 600 | 600 | 600
| R11_EEU |  | 770 | 720 | 681 | 653 | 633 | 620 | 612 | 607 | 603 | 600 | 600 | 600
| R11_FSU |  | 770 | 720 | 681 | 653 | 633 | 620 | 612 | 607 | 603 | 600 | 600 | 600
| R11_LAM |  | 770 | 720 | 681 | 653 | 633 | 620 | 612 | 607 | 603 | 600 | 600 | 600
| R11_MEA |  | 770 | 720 | 681 | 653 | 633 | 620 | 612 | 607 | 603 | 600 | 600 | 600
| R11_NAM |  | 800 | 765 | 712 | 675 | 650 | 633 | 621 | 612 | 607 | 603 | 600 | 600
| R11_PAO |  | 770 | 720 | 681 | 653 | 633 | 620 | 612 | 607 | 603 | 600 | 600 | 600
| R11_PAS |  | 770 | 720 | 681 | 653 | 633 | 620 | 612 | 607 | 603 | 600 | 600 | 600
| R11_SAS |  | 770 | 720 | 681 | 653 | 633 | 620 | 612 | 607 | 603 | 600 | 600 | 600
| R11_WEU |  | 770 | 720 | 681 | 653 | 633 | 620 | 612 | 607 | 603 | 600 | 600 | 600
stor_ppl |  | NEW | 700 | 700 | 300 | 150 | 100 | 75 | 50 | 50 | 50 | 50 | 50 | 50
|  | EPA TAR 2016 100% EV | 2030: (conservative)
h2_fc_trp | R11_AFR | [5 empty] | 1560 | 1275 | 1041 | 851 | 695 | 568 | 464 | 379
| R11_CPA |  |  |  |  | 1909 | 1560 | 1275 | 1041 | 851 | 695 | 568 | 464 | 379
| R11_EEU |  |  |  |  | 1909 | 1560 | 1275 | 1041 | 851 | 695 | 568 | 464 | 379
| R11_FSU |  |  |  |  | 1909 | 1560 | 1275 | 1041 | 851 | 695 | 568 | 464 | 379
| R11_LAM | [5 empty] | 1560 | 1275 | 1041 | 851 | 695 | 568 | 464 | 379
| R11_MEA | [5 empty] | 1560 | 1275 | 1041 | 851 | 695 | 568 | 464 | 379
| R11_NAM |  |  |  |  | 1909 | 1560 | 1275 | 1041 | 851 | 695 | 568 | 464 | 379
| R11_PAO |  |  |  |  | 1909 | 1560 | 1275 | 1041 | 851 | 695 | 568 | 464 | 379
| R11_PAS | [5 empty] | 1560 | 1275 | 1041 | 851 | 695 | 568 | 464 | 379
| R11_SAS | [5 empty] | 1560 | 1275 | 1041 | 851 | 695 | 568 | 464 | 379
| R11_WEU |  |  |  |  | 1909 | 1560 | 1275 | 1041 | 851 | 695 | 568 | 464 | 379
also for FC in other sectors!! |  |  | FAST | 2000 | 100 | 30 | 15 | 7 | 7 | 7 | 7 | 7 | 7 | 7 | fast cost scenario to be used for transport FC (high degree of serialization, greater simplicity than IC engines.
h2_fc_trp |  |  | SLOW | 2000 | 750 | 550 | 400 | 300 | 200 | 150 | 130 | 100 | 70 | 40
h2_elec | R11_AFR |  |  | 371 | 311 | 269 | 241 | 224 | 215 | 211 | 209 | 205 | 205 | 205
| R11_CPA |  |  | 371 | 311 | 269 | 241 | 224 | 215 | 211 | 209 | 205 | 205 | 205
| R11_EEU |  |  | 371 | 311 | 269 | 241 | 224 | 215 | 211 | 209 | 205 | 205 | 205
| R11_FSU |  |  | 371 | 311 | 269 | 241 | 224 | 215 | 211 | 209 | 205 | 205 | 205
| R11_LAM |  |  | 371 | 311 | 269 | 241 | 224 | 215 | 211 | 209 | 205 | 205 | 205
| R11_MEA |  |  | 371 | 311 | 269 | 241 | 224 | 215 | 211 | 209 | 205 | 205 | 205
| R11_NAM |  |  | 500 | 379 | 307 | 265 | 240 | 225 | 216 | 211 | 207 | 206 | 206
| R11_PAO |  |  | 371 | 311 | 269 | 241 | 224 | 215 | 211 | 209 | 205 | 205 | 205
| R11_PAS |  |  | 371 | 311 | 269 | 241 | 224 | 215 | 211 | 209 | 205 | 205 | 205
| R11_SAS |  |  | 371 | 311 | 269 | 241 | 224 | 215 | 211 | 209 | 205 | 205 | 205
| R11_WEU |  |  | 371 | 311 | 269 | 241 | 224 | 215 | 211 | 209 | 205 | 205 | 205
h2_elec |  |  | NEW | 371 | 315.35 | 268.0475 | 227.8404 | 193.6643 | 164.6147 | 139.9225 | 118.9341 | 101.094 | 85.9299 | 73.0404
DM (2017-08-23): These are the costs currently being used in the scenario (SSP2 consistent).
solar_i | R11_AFR |  |  | 1187 | 942 | 783 | 694 | 658 | 661 | 687 | 718 | 740 | 740 | 740
| R11_CPA |  |  | 983 | 957 | 930 | 904 | 881 | 864 | 853 | 853 | 864 | 864 | 864
| R11_EEU |  |  | 1354 | 1141 | 999 | 914 | 872 | 861 | 868 | 878 | 880 | 880 | 880
| R11_FSU |  |  | 1335 | 1114 | 965 | 876 | 831 | 818 | 822 | 830 | 828 | 828 | 828
| R11_LAM |  |  | 1239 | 1040 | 908 | 830 | 795 | 790 | 802 | 820 | 831 | 831 | 831
| R11_MEA |  |  | 1286 | 1053 | 899 | 809 | 768 | 761 | 774 | 791 | 798 | 798 | 798
| R11_NAM |  |  | 2200 | 1655 | 1333 | 1144 | 1032 | 966 | 927 | 904 | 891 | 883 | 883
| R11_PAO |  |  | 1732 | 1377 | 1140 | 999 | 930 | 910 | 916 | 926 | 917 | 917 | 917
| R11_PAS |  |  | 1039 | 942 | 873 | 830 | 807 | 800 | 806 | 819 | 835 | 835 | 835
| R11_SAS |  |  | 985 | 865 | 784 | 736 | 714 | 712 | 723 | 740 | 759 | 759 | 759
| R11_WEU |  |  | 1289 | 1141 | 1036 | 967 | 927 | 909 | 906 | 912 | 919 | 919 | 919
|  |  |  | 1329.9091 | 1111.5455 | 968.1818 | 882.0909 | 837.7273 | 822.9091 | 825.8182 | 835.5455 | 842 | 841.2727 | 841.2727
solar_i |  |  | NEW | 1330 | 1000 | 300 | 150 | 100 | 100 | 100 | 100 | 100 | 100 | 100
DM (2017-08-31): These are the costs currently being used in the scenario (SSP2 consistent).
h2_fc_I | R11_AFR | [5 empty] | 1560 | 1275 | 1041 | 851 | 695 | 568 | 464 | 379
| R11_CPA |  |  |  |  | 1909 | 1560 | 1275 | 1041 | 851 | 695 | 568 | 464 | 379
| R11_EEU |  |  |  |  | 1909 | 1560 | 1275 | 1041 | 851 | 695 | 568 | 464 | 379
| R11_FSU |  |  |  |  | 1909 | 1560 | 1275 | 1041 | 851 | 695 | 568 | 464 | 379
| R11_LAM | [5 empty] | 1560 | 1275 | 1041 | 851 | 695 | 568 | 464 | 379
| R11_MEA | [5 empty] | 1560 | 1275 | 1041 | 851 | 695 | 568 | 464 | 379
| R11_NAM |  |  |  |  | 1909 | 1560 | 1275 | 1041 | 851 | 695 | 568 | 464 | 379
| R11_PAO |  |  |  |  | 1909 | 1560 | 1275 | 1041 | 851 | 695 | 568 | 464 | 379
| R11_PAS | [5 empty] | 1560 | 1275 | 1041 | 851 | 695 | 568 | 464 | 379
| R11_SAS | [5 empty] | 1560 | 1275 | 1041 | 851 | 695 | 568 | 464 | 379
| R11_WEU |  |  |  |  | 1909 | 1560 | 1275 | 1041 | 851 | 695 | 568 | 464 | 379
|  |  |  | 0 | 1041.2727 | 1560 | 1275 | 1041 | 851 | 695 | 568 | 464 | 379 | #REF!
h2_fc_I |  |  | NEW | 2000 | 750 | 550 | 400 | 300 | 200 | 150 | 130 | 100 | 70 | 40 | slow tech dynamics assumed as less granular than residential and much lower production runs (and learning effects)
DM (2017-08-31): These are the costs currently being used in the scenario (SSP2 consistent).
h2_fc_RC | R11_AFR | [5 empty] | 1560 | 1275 | 1041 | 851 | 695 | 568 | 464 | 379
| R11_CPA |  |  |  |  | 1909 | 1560 | 1275 | 1041 | 851 | 695 | 568 | 464 | 379
| R11_EEU |  |  |  |  | 1909 | 1560 | 1275 | 1041 | 851 | 695 | 568 | 464 | 379
| R11_FSU |  |  |  |  | 1909 | 1560 | 1275 | 1041 | 851 | 695 | 568 | 464 | 379
| R11_LAM | [5 empty] | 1560 | 1275 | 1041 | 851 | 695 | 568 | 464 | 379
| R11_MEA | [5 empty] | 1560 | 1275 | 1041 | 851 | 695 | 568 | 464 | 379
| R11_NAM |  |  |  |  | 1909 | 1560 | 1275 | 1041 | 851 | 695 | 568 | 464 | 379
| R11_PAO |  |  |  |  | 1909 | 1560 | 1275 | 1041 | 851 | 695 | 568 | 464 | 379
| R11_PAS | [5 empty] | 1560 | 1275 | 1041 | 851 | 695 | 568 | 464 | 379
| R11_SAS | [5 empty] | 1560 | 1275 | 1041 | 851 | 695 | 568 | 464 | 379
| R11_WEU |  |  |  |  | 1909 | 1560 | 1275 | 1041 | 851 | 695 | 568 | 464 | 379
|  |  |  | 0 | 1041.2727 | 1560 | 1275 | 1041 | 851 | 695 | 568 | 464 | 379 | #REF!
h2_fc_RC |  |  | NEW | 2000 | 500 | 300 | 150 | 100 | 50 | 50 | 50 | 50 | 50 | 50 | higher "plug and play" installation costs so therefore more expensive than FC in transport, more granular so lower than FC in industry
Note on E31: admin: Use SSP1 numbers for regional allocation
Note on G31: Arnulf Grubler: expon. Growth scenario (LSM), 20% learning rate
Note on J31: Arnulf Grubler: assumption
Note on N31: Arnulf Grubler: assumption
Note on O31: Arnulf Grubler: assumption
Note on D65: admin: preferred
Note on O65: Arnulf Grubler: Model T learning curve model extrapolated
Note on F99: Arnulf Grubler: assumed to be close to MESSAGE median
Note on G99: Arnulf Grubler: current costs in China and India or Turkey (IRENA, 2015), about twice as high in OECD
Note on O116: Arnulf Grubler: Model T learning curve model extrapolated

## NewCosts
|  | 2005 | 2010 | 2020 | 2030 | 2040 | 2050 | 2060 | 2070 | 2080 | 2090 | 2100 | 2110
solar_pv_ppl | R11_AFR | 2507 | 1622 | 1008 | 443.4555 | 128.23 | 102.6484 | 89.8912 | 80.8881 | 68.8602 | 53.7552 | 48.9231 | 48.9231
| R11_CPA | 1845 | 1291 | 893 | 450.6545 | 149.0674 | 125.605 | 103.3165 | 84.4779 | 68.2816 | 55.9528 | 50.9231 | 50.9231
| R11_EEU | 3101 | 2011 | 1247 | 542.801 | 152.2732 | 116.0944 | 97.4794 | 85.9137 | 71.9464 | 53.9243 | 49.0769 | 49.0769
| R11_FSU | 3100 | 2009 | 1245 | 541.3613 | 151.632 | 115.4385 | 96.8957 | 85.6744 | 71.5606 | 53.4172 | 48.6154 | 48.6154
| R11_LAM | 2489 | 1647 | 1055 | 483.7696 | 145.2205 | 116.7503 | 98.6469 | 84.9565 | 70.4033 | 54.7695 | 49.8462 | 49.8462
| R11_MEA | 2616 | 1714 | 1083 | 485.9293 | 142.3353 | 112.8149 | 95.7283 | 83.5206 | 69.8246 | 53.9243 | 49.0769 | 49.0769
| R11_NAM | 3551 | 2588 | 1444 | 637.8272 | 196.5125 | 157.0882 | 120.8278 | 91.418 | 70.5962 | 60.6859 | 54.6154 | 54.6154
| R11_PAO | 2873 | 1887 | 1194 | 534.8822 | 155.1583 | 120.3578 | 99.8143 | 85.9137 | 70.7891 | 53.7552 | 48.9231 | 48.9231
| R11_PAS | 2088 | 1416 | 941 | 453.534 | 143.9382 | 119.7019 | 100.6898 | 84.7172 | 69.4389 | 55.4457 | 50.4615 | 50.4615
| R11_SAS | 2077 | 1390 | 908 | 428.3377 | 134.0004 | 111.5031 | 95.4365 | 82.0847 | 68.0887 | 54.4314 | 49.5385 | 49.5385
| R11_WEU | 2442 | 1635 | 1065 | 497.4476 | 151.632 | 121.9975 | 101.2735 | 85.4351 | 70.2104 | 54.9385 | 50 | 50
stor_ppl | R11_AFR | 697.5294 | 696.0452 | 298.7636 | 149.542 | 99.7564 | 74.8573 | 49.9332 | 49.9626 | 49.9699 | 49.9773 | 50 | 50
| R11_CPA | 697.5294 | 696.0452 | 298.7636 | 149.542 | 99.7564 | 74.8573 | 49.9332 | 49.9626 | 49.9699 | 49.9773 | 50 | 50
| R11_EEU | 697.5294 | 696.0452 | 298.7636 | 149.542 | 99.7564 | 74.8573 | 49.9332 | 49.9626 | 49.9699 | 49.9773 | 50 | 50
| R11_FSU | 697.5294 | 696.0452 | 298.7636 | 149.542 | 99.7564 | 74.8573 | 49.9332 | 49.9626 | 49.9699 | 49.9773 | 50 | 50
| R11_LAM | 697.5294 | 696.0452 | 298.7636 | 149.542 | 99.7564 | 74.8573 | 49.9332 | 49.9626 | 49.9699 | 49.9773 | 50 | 50
| R11_MEA | 697.5294 | 696.0452 | 298.7636 | 149.542 | 99.7564 | 74.8573 | 49.9332 | 49.9626 | 49.9699 | 49.9773 | 50 | 50
| R11_NAM | 724.7059 | 739.548 | 312.3637 | 154.5802 | 102.4355 | 76.4269 | 50.6676 | 50.3741 | 50.3013 | 50.2272 | 50 | 50
| R11_PAO | 697.5294 | 696.0452 | 298.7636 | 149.542 | 99.7564 | 74.8573 | 49.9332 | 49.9626 | 49.9699 | 49.9773 | 50 | 50
| R11_PAS | 697.5294 | 696.0452 | 298.7636 | 149.542 | 99.7564 | 74.8573 | 49.9332 | 49.9626 | 49.9699 | 49.9773 | 50 | 50
| R11_SAS | 697.5294 | 696.0452 | 298.7636 | 149.542 | 99.7564 | 74.8573 | 49.9332 | 49.9626 | 49.9699 | 49.9773 | 50 | 50
| R11_WEU | 697.5294 | 696.0452 | 298.7636 | 149.542 | 99.7564 | 74.8573 | 49.9332 | 49.9626 | 49.9699 | 49.9773 | 50 | 50
h2_elec | R11_AFR |  | 359.6321 | 309.2039 | 264.6488 | 225.7962 | 192.4149 | 163.9216 | 139.6217 | 118.8307 | 101.0044 | 85.8918 | 73.008
| R11_CPA |  | 359.6321 | 309.2039 | 264.6488 | 225.7962 | 192.4149 | 163.9216 | 139.6217 | 118.8307 | 101.0044 | 85.8918 | 73.008
| R11_EEU |  | 359.6321 | 309.2039 | 264.6488 | 225.7962 | 192.4149 | 163.9216 | 139.6217 | 118.8307 | 101.0044 | 85.8918 | 73.008
| R11_FSU |  | 359.6321 | 309.2039 | 264.6488 | 225.7962 | 192.4149 | 163.9216 | 139.6217 | 118.8307 | 101.0044 | 85.8918 | 73.008
| R11_LAM |  | 359.6321 | 309.2039 | 264.6488 | 225.7962 | 192.4149 | 163.9216 | 139.6217 | 118.8307 | 101.0044 | 85.8918 | 73.008
| R11_MEA |  | 359.6321 | 309.2039 | 264.6488 | 225.7962 | 192.4149 | 163.9216 | 139.6217 | 118.8307 | 101.0044 | 85.8918 | 73.008
| R11_NAM |  | 484.6793 | 376.8112 | 302.0342 | 248.2821 | 206.1588 | 171.5458 | 142.9303 | 119.9679 | 101.9898 | 86.3108 | 73.3642
| R11_PAO |  | 359.6321 | 309.2039 | 264.6488 | 225.7962 | 192.4149 | 163.9216 | 139.6217 | 118.8307 | 101.0044 | 85.8918 | 73.008
| R11_PAS |  | 359.6321 | 309.2039 | 264.6488 | 225.7962 | 192.4149 | 163.9216 | 139.6217 | 118.8307 | 101.0044 | 85.8918 | 73.008
| R11_SAS |  | 359.6321 | 309.2039 | 264.6488 | 225.7962 | 192.4149 | 163.9216 | 139.6217 | 118.8307 | 101.0044 | 85.8918 | 73.008
| R11_WEU |  | 359.6321 | 309.2039 | 264.6488 | 225.7962 | 192.4149 | 163.9216 | 139.6217 | 118.8307 | 101.0044 | 85.8918 | 73.008
h2_fc_trp | R11_AFR |  |  |  |  | 400 | 300 | 200 | 150 | 130 | 100 | 70 | 40
| R11_CPA |  |  |  | 550 | 400 | 300 | 200 | 150 | 130 | 100 | 70 | 40
| R11_EEU |  |  |  | 550 | 400 | 300 | 200 | 150 | 130 | 100 | 70 | 40
| R11_FSU |  |  |  | 550 | 400 | 300 | 200 | 150 | 130 | 100 | 70 | 40
| R11_LAM |  |  |  |  | 400 | 300 | 200 | 150 | 130 | 100 | 70 | 40
| R11_MEA |  |  |  |  | 400 | 300 | 200 | 150 | 130 | 100 | 70 | 40
| R11_NAM |  |  |  | 550 | 400 | 300 | 200 | 150 | 130 | 100 | 70 | 40
| R11_PAO |  |  |  | 550 | 400 | 300 | 200 | 150 | 130 | 100 | 70 | 40
| R11_PAS |  |  |  |  | 400 | 300 | 200 | 150 | 130 | 100 | 70 | 40
| R11_SAS |  |  |  |  | 400 | 300 | 200 | 150 | 130 | 100 | 70 | 40
| R11_WEU |  |  |  | 550 | 400 | 300 | 200 | 150 | 130 | 100 | 70 | 40
solar_i | R11_AFR |  | 1187.0811 | 847.4687 | 242.6197 | 118.015 | 78.5458 | 80.3248 | 83.1902 | 85.9319 | 87.886 | 87.962 | 87.962
| R11_CPA |  | 983.0672 | 860.9634 | 288.169 | 153.7257 | 105.1655 | 104.9934 | 103.2915 | 102.089 | 102.6128 | 102.7015 | 102.7015
| R11_EEU |  | 1354.0926 | 1026.4987 | 309.5493 | 155.4262 | 104.0912 | 104.6288 | 105.1079 | 105.0811 | 104.5131 | 104.6034 | 104.6034
| R11_FSU |  | 1335.0913 | 1002.2082 | 299.0141 | 148.9642 | 99.197 | 99.4034 | 99.5376 | 99.3363 | 98.3373 | 98.4223 | 98.4223
| R11_LAM |  | 1239.0847 | 935.6343 | 281.3521 | 141.1419 | 94.8996 | 96.0009 | 97.1158 | 98.1395 | 98.6936 | 98.7789 | 98.7789
| R11_MEA |  | 1286.0879 | 947.3297 | 278.5634 | 137.5709 | 91.6766 | 92.4768 | 93.7252 | 94.6687 | 94.7743 | 94.8563 | 94.8563
| R11_NAM |  | 2200.1504 | 1488.918 | 413.0423 | 194.5378 | 123.1905 | 117.3884 | 112.2523 | 108.1928 | 105.8195 | 104.96 | 104.96
| R11_PAO |  | 1732.1184 | 1238.8157 | 353.2394 | 169.8804 | 111.0147 | 110.5833 | 110.9203 | 110.8258 | 108.9074 | 109.0015 | 109.0015
| R11_PAS |  | 1039.071 | 847.4687 | 270.507 | 141.1419 | 96.3321 | 97.2161 | 97.6002 | 98.0198 | 99.1686 | 99.2544 | 99.2544
| R11_SAS |  | 985.0673 | 778.1958 | 242.9296 | 125.1572 | 85.2306 | 86.5223 | 87.5495 | 88.5649 | 90.1425 | 90.2204 | 90.2204
| R11_WEU |  | 1289.0881 | 1026.4987 | 321.0141 | 164.4388 | 110.6565 | 110.4618 | 109.7094 | 109.1503 | 109.1449 | 109.2392 | 109.2392
h2_fc_I | R11_AFR |  |  |  |  | 400 | 300 | 200 | 150 | 130 | 100 | 70 | 40
| R11_CPA |  |  |  | 550 | 400 | 300 | 200 | 150 | 130 | 100 | 70 | 40
| R11_EEU |  |  |  | 550 | 400 | 300 | 200 | 150 | 130 | 100 | 70 | 40
| R11_FSU |  |  |  | 550 | 400 | 300 | 200 | 150 | 130 | 100 | 70 | 40
| R11_LAM |  |  |  |  | 400 | 300 | 200 | 150 | 130 | 100 | 70 | 40
| R11_MEA |  |  |  |  | 400 | 300 | 200 | 150 | 130 | 100 | 70 | 40
| R11_NAM |  |  |  | 550 | 400 | 300 | 200 | 150 | 130 | 100 | 70 | 40
| R11_PAO |  |  |  | 550 | 400 | 300 | 200 | 150 | 130 | 100 | 70 | 40
| R11_PAS |  |  |  |  | 400 | 300 | 200 | 150 | 130 | 100 | 70 | 40
| R11_SAS |  |  |  |  | 400 | 300 | 200 | 150 | 130 | 100 | 70 | 40
| R11_WEU |  |  |  | 550 | 400 | 300 | 200 | 150 | 130 | 100 | 70 | 40
h2_fc_RC | R11_AFR |  |  |  |  | 150 | 100 | 50 | 50 | 50 | 50 | 50 | 50
| R11_CPA |  |  |  | 300 | 150 | 100 | 50 | 50 | 50 | 50 | 50 | 50
| R11_EEU |  |  |  | 300 | 150 | 100 | 50 | 50 | 50 | 50 | 50 | 50
| R11_FSU |  |  |  | 300 | 150 | 100 | 50 | 50 | 50 | 50 | 50 | 50
| R11_LAM |  |  |  |  | 150 | 100 | 50 | 50 | 50 | 50 | 50 | 50
| R11_MEA |  |  |  |  | 150 | 100 | 50 | 50 | 50 | 50 | 50 | 50
| R11_NAM |  |  |  | 300 | 150 | 100 | 50 | 50 | 50 | 50 | 50 | 50
| R11_PAO |  |  |  | 300 | 150 | 100 | 50 | 50 | 50 | 50 | 50 | 50
| R11_PAS |  |  |  |  | 150 | 100 | 50 | 50 | 50 | 50 | 50 | 50
| R11_SAS |  |  |  |  | 150 | 100 | 50 | 50 | 50 | 50 | 50 | 50
| R11_WEU |  |  |  | 300 | 150 | 100 | 50 | 50 | 50 | 50 | 50 | 50

## NewCosts_fixed
TECHNOLOGY | REGION | 2005 | 2010 | 2015 | 2020 | 2025 | 2030 | 2035 | 2040 | 2045 | 2050 | 2055 | 2060 | 2070 | 2080 | 2090 | 2100 | 2110
solar_pv_ppl | R12_AFR | 2507 | 1622 | 1622 | 1008 | 1008 | 443.4555 | 443.4555 | 128.23 | 128.23 | 102.6484 | 102.6484 | 89.8912 | 80.8881 | 68.8602 | 53.7552 | 48.9231 | 48.9231
solar_pv_ppl | R12_RCPA | 1845 | 1291 | 1291 | 893 | 893 | 450.6545 | 450.6545 | 149.0674 | 149.0674 | 125.605 | 125.605 | 103.3165 | 84.4779 | 68.2816 | 55.9528 | 50.9231 | 50.9231
solar_pv_ppl | R12_CHN | 1845 | 1291 | 1291 | 893 | 893 | 450.6545 | 450.6545 | 149.0674 | 149.0674 | 125.605 | 125.605 | 103.3165 | 84.4779 | 68.2816 | 55.9528 | 50.9231 | 50.9231
solar_pv_ppl | R12_EEU | 3101 | 2011 | 2011 | 1247 | 1247 | 542.801 | 542.801 | 152.2732 | 152.2732 | 116.0944 | 116.0944 | 97.4794 | 85.9137 | 71.9464 | 53.9243 | 49.0769 | 49.0769
solar_pv_ppl | R12_FSU | 3100 | 2009 | 2009 | 1245 | 1245 | 541.3613 | 541.3613 | 151.632 | 151.632 | 115.4385 | 115.4385 | 96.8957 | 85.6744 | 71.5606 | 53.4172 | 48.6154 | 48.6154
solar_pv_ppl | R12_LAM | 2489 | 1647 | 1647 | 1055 | 1055 | 483.7696 | 483.7696 | 145.2205 | 145.2205 | 116.7503 | 116.7503 | 98.6469 | 84.9565 | 70.4033 | 54.7695 | 49.8462 | 49.8462
solar_pv_ppl | R12_MEA | 2616 | 1714 | 1714 | 1083 | 1083 | 485.9293 | 485.9293 | 142.3353 | 142.3353 | 112.8149 | 112.8149 | 95.7283 | 83.5206 | 69.8246 | 53.9243 | 49.0769 | 49.0769
solar_pv_ppl | R12_NAM | 3551 | 2588 | 2588 | 1444 | 1444 | 637.8272 | 637.8272 | 196.5125 | 196.5125 | 157.0882 | 157.0882 | 120.8278 | 91.418 | 70.5962 | 60.6859 | 54.6154 | 54.6154
solar_pv_ppl | R12_PAO | 2873 | 1887 | 1887 | 1194 | 1194 | 534.8822 | 534.8822 | 155.1583 | 155.1583 | 120.3578 | 120.3578 | 99.8143 | 85.9137 | 70.7891 | 53.7552 | 48.9231 | 48.9231
solar_pv_ppl | R12_PAS | 2088 | 1416 | 1416 | 941 | 941 | 453.534 | 453.534 | 143.9382 | 143.9382 | 119.7019 | 119.7019 | 100.6898 | 84.7172 | 69.4389 | 55.4457 | 50.4615 | 50.4615
solar_pv_ppl | R12_SAS | 2077 | 1390 | 1390 | 908 | 908 | 428.3377 | 428.3377 | 134.0004 | 134.0004 | 111.5031 | 111.5031 | 95.4365 | 82.0847 | 68.0887 | 54.4314 | 49.5385 | 49.5385
solar_pv_ppl | R12_WEU | 2442 | 1635 | 1635 | 1065 | 1065 | 497.4476 | 497.4476 | 151.632 | 151.632 | 121.9975 | 121.9975 | 101.2735 | 85.4351 | 70.2104 | 54.9385 | 50 | 50
stor_ppl | R12_AFR | 697.5294 | 696.0452 | 696.0452 | 298.7636 | 298.7636 | 149.542 | 149.542 | 99.7564 | 99.7564 | 74.8573 | 74.8573 | 49.9332 | 49.9626 | 49.9699 | 49.9773 | 50 | 50
stor_ppl | R12_RCPA | 697.5294 | 696.0452 | 696.0452 | 298.7636 | 298.7636 | 149.542 | 149.542 | 99.7564 | 99.7564 | 74.8573 | 74.8573 | 49.9332 | 49.9626 | 49.9699 | 49.9773 | 50 | 50
stor_ppl | R12_CHN | 697.5294 | 696.0452 | 696.0452 | 298.7636 | 298.7636 | 149.542 | 149.542 | 99.7564 | 99.7564 | 74.8573 | 74.8573 | 49.9332 | 49.9626 | 49.9699 | 49.9773 | 50 | 50
stor_ppl | R12_EEU | 697.5294 | 696.0452 | 696.0452 | 298.7636 | 298.7636 | 149.542 | 149.542 | 99.7564 | 99.7564 | 74.8573 | 74.8573 | 49.9332 | 49.9626 | 49.9699 | 49.9773 | 50 | 50
stor_ppl | R12_FSU | 697.5294 | 696.0452 | 696.0452 | 298.7636 | 298.7636 | 149.542 | 149.542 | 99.7564 | 99.7564 | 74.8573 | 74.8573 | 49.9332 | 49.9626 | 49.9699 | 49.9773 | 50 | 50
stor_ppl | R12_LAM | 697.5294 | 696.0452 | 696.0452 | 298.7636 | 298.7636 | 149.542 | 149.542 | 99.7564 | 99.7564 | 74.8573 | 74.8573 | 49.9332 | 49.9626 | 49.9699 | 49.9773 | 50 | 50
stor_ppl | R12_MEA | 697.5294 | 696.0452 | 696.0452 | 298.7636 | 298.7636 | 149.542 | 149.542 | 99.7564 | 99.7564 | 74.8573 | 74.8573 | 49.9332 | 49.9626 | 49.9699 | 49.9773 | 50 | 50
stor_ppl | R12_NAM | 724.7059 | 739.548 | 739.548 | 312.3637 | 312.3637 | 154.5802 | 154.5802 | 102.4355 | 102.4355 | 76.4269 | 76.4269 | 50.6676 | 50.3741 | 50.3013 | 50.2272 | 50 | 50
stor_ppl | R12_PAO | 697.5294 | 696.0452 | 696.0452 | 298.7636 | 298.7636 | 149.542 | 149.542 | 99.7564 | 99.7564 | 74.8573 | 74.8573 | 49.9332 | 49.9626 | 49.9699 | 49.9773 | 50 | 50
stor_ppl | R12_PAS | 697.5294 | 696.0452 | 696.0452 | 298.7636 | 298.7636 | 149.542 | 149.542 | 99.7564 | 99.7564 | 74.8573 | 74.8573 | 49.9332 | 49.9626 | 49.9699 | 49.9773 | 50 | 50
stor_ppl | R12_SAS | 697.5294 | 696.0452 | 696.0452 | 298.7636 | 298.7636 | 149.542 | 149.542 | 99.7564 | 99.7564 | 74.8573 | 74.8573 | 49.9332 | 49.9626 | 49.9699 | 49.9773 | 50 | 50
stor_ppl | R12_WEU | 697.5294 | 696.0452 | 696.0452 | 298.7636 | 298.7636 | 149.542 | 149.542 | 99.7564 | 99.7564 | 74.8573 | 74.8573 | 49.9332 | 49.9626 | 49.9699 | 49.9773 | 50 | 50
h2_elec | R12_AFR |  | 359.6321 | 359.6321 | 309.2039 | 309.2039 | 264.6488 | 264.6488 | 225.7962 | 225.7962 | 192.4149 | 192.4149 | 163.9216 | 139.6217 | 118.8307 | 101.0044 | 85.8918 | 73.008
h2_elec | R12_RCPA |  | 359.6321 | 359.6321 | 309.2039 | 309.2039 | 264.6488 | 264.6488 | 225.7962 | 225.7962 | 192.4149 | 192.4149 | 163.9216 | 139.6217 | 118.8307 | 101.0044 | 85.8918 | 73.008
h2_elec | R12_CHN |  | 359.6321 | 359.6321 | 309.2039 | 309.2039 | 264.6488 | 264.6488 | 225.7962 | 225.7962 | 192.4149 | 192.4149 | 163.9216 | 139.6217 | 118.8307 | 101.0044 | 85.8918 | 73.008
h2_elec | R12_EEU |  | 359.6321 | 359.6321 | 309.2039 | 309.2039 | 264.6488 | 264.6488 | 225.7962 | 225.7962 | 192.4149 | 192.4149 | 163.9216 | 139.6217 | 118.8307 | 101.0044 | 85.8918 | 73.008
h2_elec | R12_FSU |  | 359.6321 | 359.6321 | 309.2039 | 309.2039 | 264.6488 | 264.6488 | 225.7962 | 225.7962 | 192.4149 | 192.4149 | 163.9216 | 139.6217 | 118.8307 | 101.0044 | 85.8918 | 73.008
h2_elec | R12_LAM |  | 359.6321 | 359.6321 | 309.2039 | 309.2039 | 264.6488 | 264.6488 | 225.7962 | 225.7962 | 192.4149 | 192.4149 | 163.9216 | 139.6217 | 118.8307 | 101.0044 | 85.8918 | 73.008
h2_elec | R12_MEA |  | 359.6321 | 359.6321 | 309.2039 | 309.2039 | 264.6488 | 264.6488 | 225.7962 | 225.7962 | 192.4149 | 192.4149 | 163.9216 | 139.6217 | 118.8307 | 101.0044 | 85.8918 | 73.008
h2_elec | R12_NAM |  | 484.6793 | 484.6793 | 376.8112 | 376.8112 | 302.0342 | 302.0342 | 248.2821 | 248.2821 | 206.1588 | 206.1588 | 171.5458 | 142.9303 | 119.9679 | 101.9898 | 86.3108 | 73.3642
h2_elec | R12_PAO |  | 359.6321 | 359.6321 | 309.2039 | 309.2039 | 264.6488 | 264.6488 | 225.7962 | 225.7962 | 192.4149 | 192.4149 | 163.9216 | 139.6217 | 118.8307 | 101.0044 | 85.8918 | 73.008
h2_elec | R12_PAS |  | 359.6321 | 359.6321 | 309.2039 | 309.2039 | 264.6488 | 264.6488 | 225.7962 | 225.7962 | 192.4149 | 192.4149 | 163.9216 | 139.6217 | 118.8307 | 101.0044 | 85.8918 | 73.008
h2_elec | R12_SAS |  | 359.6321 | 359.6321 | 309.2039 | 309.2039 | 264.6488 | 264.6488 | 225.7962 | 225.7962 | 192.4149 | 192.4149 | 163.9216 | 139.6217 | 118.8307 | 101.0044 | 85.8918 | 73.008
h2_elec | R12_WEU |  | 359.6321 | 359.6321 | 309.2039 | 309.2039 | 264.6488 | 264.6488 | 225.7962 | 225.7962 | 192.4149 | 192.4149 | 163.9216 | 139.6217 | 118.8307 | 101.0044 | 85.8918 | 73.008
h2_fc_trp | R12_AFR | [7 empty] | 400 | 400 | 300 | 300 | 200 | 150 | 130 | 100 | 70 | 40
h2_fc_trp | R12_RCPA | [5 empty] | 550 | 550 | 400 | 400 | 300 | 300 | 200 | 150 | 130 | 100 | 70 | 40
h2_fc_trp | R12_CHN | [5 empty] | 550 | 550 | 400 | 400 | 300 | 300 | 200 | 150 | 130 | 100 | 70 | 40
h2_fc_trp | R12_EEU | [5 empty] | 550 | 550 | 400 | 400 | 300 | 300 | 200 | 150 | 130 | 100 | 70 | 40
h2_fc_trp | R12_FSU | [5 empty] | 550 | 550 | 400 | 400 | 300 | 300 | 200 | 150 | 130 | 100 | 70 | 40
h2_fc_trp | R12_LAM | [7 empty] | 400 | 400 | 300 | 300 | 200 | 150 | 130 | 100 | 70 | 40
h2_fc_trp | R12_MEA | [7 empty] | 400 | 400 | 300 | 300 | 200 | 150 | 130 | 100 | 70 | 40
h2_fc_trp | R12_NAM | [5 empty] | 550 | 550 | 400 | 400 | 300 | 300 | 200 | 150 | 130 | 100 | 70 | 40
h2_fc_trp | R12_PAO | [5 empty] | 550 | 550 | 400 | 400 | 300 | 300 | 200 | 150 | 130 | 100 | 70 | 40
h2_fc_trp | R12_PAS | [7 empty] | 400 | 400 | 300 | 300 | 200 | 150 | 130 | 100 | 70 | 40
h2_fc_trp | R12_SAS | [7 empty] | 400 | 400 | 300 | 300 | 200 | 150 | 130 | 100 | 70 | 40
h2_fc_trp | R12_WEU | [5 empty] | 550 | 550 | 400 | 400 | 300 | 300 | 200 | 150 | 130 | 100 | 70 | 40
solar_i | R12_AFR |  | 1187.0811 | 1187.0811 | 847.4687 | 847.4687 | 242.6197 | 242.6197 | 118.015 | 118.015 | 78.5458 | 78.5458 | 80.3248 | 83.1902 | 85.9319 | 87.886 | 87.962 | 87.962
solar_i | R12_RCPA |  | 983.0672 | 983.0672 | 860.9634 | 860.9634 | 288.169 | 288.169 | 153.7257 | 153.7257 | 105.1655 | 105.1655 | 104.9934 | 103.2915 | 102.089 | 102.6128 | 102.7015 | 102.7015
solar_i | R12_CHN |  | 983.0672 | 983.0672 | 860.9634 | 860.9634 | 288.169 | 288.169 | 153.7257 | 153.7257 | 105.1655 | 105.1655 | 104.9934 | 103.2915 | 102.089 | 102.6128 | 102.7015 | 102.7015
solar_i | R12_EEU |  | 1354.0926 | 1354.0926 | 1026.4987 | 1026.4987 | 309.5493 | 309.5493 | 155.4262 | 155.4262 | 104.0912 | 104.0912 | 104.6288 | 105.1079 | 105.0811 | 104.5131 | 104.6034 | 104.6034
solar_i | R12_FSU |  | 1335.0913 | 1335.0913 | 1002.2082 | 1002.2082 | 299.0141 | 299.0141 | 148.9642 | 148.9642 | 99.197 | 99.197 | 99.4034 | 99.5376 | 99.3363 | 98.3373 | 98.4223 | 98.4223
solar_i | R12_LAM |  | 1239.0847 | 1239.0847 | 935.6343 | 935.6343 | 281.3521 | 281.3521 | 141.1419 | 141.1419 | 94.8996 | 94.8996 | 96.0009 | 97.1158 | 98.1395 | 98.6936 | 98.7789 | 98.7789
solar_i | R12_MEA |  | 1286.0879 | 1286.0879 | 947.3297 | 947.3297 | 278.5634 | 278.5634 | 137.5709 | 137.5709 | 91.6766 | 91.6766 | 92.4768 | 93.7252 | 94.6687 | 94.7743 | 94.8563 | 94.8563
solar_i | R12_NAM |  | 2200.1504 | 2200.1504 | 1488.918 | 1488.918 | 413.0423 | 413.0423 | 194.5378 | 194.5378 | 123.1905 | 123.1905 | 117.3884 | 112.2523 | 108.1928 | 105.8195 | 104.96 | 104.96
solar_i | R12_PAO |  | 1732.1184 | 1732.1184 | 1238.8157 | 1238.8157 | 353.2394 | 353.2394 | 169.8804 | 169.8804 | 111.0147 | 111.0147 | 110.5833 | 110.9203 | 110.8258 | 108.9074 | 109.0015 | 109.0015
solar_i | R12_PAS |  | 1039.071 | 1039.071 | 847.4687 | 847.4687 | 270.507 | 270.507 | 141.1419 | 141.1419 | 96.3321 | 96.3321 | 97.2161 | 97.6002 | 98.0198 | 99.1686 | 99.2544 | 99.2544
solar_i | R12_SAS |  | 985.0673 | 985.0673 | 778.1958 | 778.1958 | 242.9296 | 242.9296 | 125.1572 | 125.1572 | 85.2306 | 85.2306 | 86.5223 | 87.5495 | 88.5649 | 90.1425 | 90.2204 | 90.2204
solar_i | R12_WEU |  | 1289.0881 | 1289.0881 | 1026.4987 | 1026.4987 | 321.0141 | 321.0141 | 164.4388 | 164.4388 | 110.6565 | 110.6565 | 110.4618 | 109.7094 | 109.1503 | 109.1449 | 109.2392 | 109.2392
h2_fc_I | R12_AFR | [7 empty] | 400 | 400 | 300 | 300 | 200 | 150 | 130 | 100 | 70 | 40
h2_fc_I | R12_RCPA | [5 empty] | 550 | 550 | 400 | 400 | 300 | 300 | 200 | 150 | 130 | 100 | 70 | 40
h2_fc_I | R12_CHN | [5 empty] | 550 | 550 | 400 | 400 | 300 | 300 | 200 | 150 | 130 | 100 | 70 | 40
h2_fc_I | R12_EEU | [5 empty] | 550 | 550 | 400 | 400 | 300 | 300 | 200 | 150 | 130 | 100 | 70 | 40
h2_fc_I | R12_FSU | [5 empty] | 550 | 550 | 400 | 400 | 300 | 300 | 200 | 150 | 130 | 100 | 70 | 40
h2_fc_I | R12_LAM | [7 empty] | 400 | 400 | 300 | 300 | 200 | 150 | 130 | 100 | 70 | 40
h2_fc_I | R12_MEA | [7 empty] | 400 | 400 | 300 | 300 | 200 | 150 | 130 | 100 | 70 | 40
h2_fc_I | R12_NAM | [5 empty] | 550 | 550 | 400 | 400 | 300 | 300 | 200 | 150 | 130 | 100 | 70 | 40
h2_fc_I | R12_PAO | [5 empty] | 550 | 550 | 400 | 400 | 300 | 300 | 200 | 150 | 130 | 100 | 70 | 40
h2_fc_I | R12_PAS | [7 empty] | 400 | 400 | 300 | 300 | 200 | 150 | 130 | 100 | 70 | 40
h2_fc_I | R12_SAS | [7 empty] | 400 | 400 | 300 | 300 | 200 | 150 | 130 | 100 | 70 | 40
h2_fc_I | R12_WEU | [5 empty] | 550 | 550 | 400 | 400 | 300 | 300 | 200 | 150 | 130 | 100 | 70 | 40
h2_fc_RC | R12_AFR | [7 empty] | 150 | 150 | 100 | 100 | 50 | 50 | 50 | 50 | 50 | 50
h2_fc_RC | R12_RCPA | [5 empty] | 300 | 300 | 150 | 150 | 100 | 100 | 50 | 50 | 50 | 50 | 50 | 50
h2_fc_RC | R12_CHN | [5 empty] | 300 | 300 | 150 | 150 | 100 | 100 | 50 | 50 | 50 | 50 | 50 | 50
h2_fc_RC | R12_EEU | [5 empty] | 300 | 300 | 150 | 150 | 100 | 100 | 50 | 50 | 50 | 50 | 50 | 50
h2_fc_RC | R12_FSU | [5 empty] | 300 | 300 | 150 | 150 | 100 | 100 | 50 | 50 | 50 | 50 | 50 | 50
h2_fc_RC | R12_LAM | [7 empty] | 150 | 150 | 100 | 100 | 50 | 50 | 50 | 50 | 50 | 50
h2_fc_RC | R12_MEA | [7 empty] | 150 | 150 | 100 | 100 | 50 | 50 | 50 | 50 | 50 | 50
h2_fc_RC | R12_NAM | [5 empty] | 300 | 300 | 150 | 150 | 100 | 100 | 50 | 50 | 50 | 50 | 50 | 50
h2_fc_RC | R12_PAO | [5 empty] | 300 | 300 | 150 | 150 | 100 | 100 | 50 | 50 | 50 | 50 | 50 | 50
h2_fc_RC | R12_PAS | [7 empty] | 150 | 150 | 100 | 100 | 50 | 50 | 50 | 50 | 50 | 50
h2_fc_RC | R12_SAS | [7 empty] | 150 | 150 | 100 | 100 | 50 | 50 | 50 | 50 | 50 | 50
h2_fc_RC | R12_WEU | [5 empty] | 300 | 300 | 150 | 150 | 100 | 100 | 50 | 50 | 50 | 50 | 50 | 50

## FixedOM_SSP2
SSP2-CD-LINKS |  |  | 2005 | 2010 | 2020 | 2030 | 2040 | 2050 | 2060 | 2070 | 2080 | 2090 | 2100 | 2110 |  | Units of fixed O&M costs in MESSAGE: US$2005 / kWyr / yr
solar_pv_ppl | R11_AFR |  | 16 | 12 | 9 | 7 | 6 | 6 | 6 | 6 | 6 | 6 | 6 | 6
| R11_CPA |  | 12 | 10 | 9 | 8 | 7 | 7 | 7 | 7 | 7 | 6 | 6 | 6
| R11_EEU |  | 20 | 15 | 11 | 9 | 7 | 7 | 7 | 7 | 7 | 6 | 6 | 6
| R11_FSU |  | 20 | 15 | 11 | 9 | 7 | 7 | 6 | 7 | 7 | 6 | 6 | 6
| R11_LAM |  | 16 | 12 | 10 | 8 | 7 | 7 | 6 | 6 | 6 | 6 | 6 | 6
| R11_MEA |  | 17 | 13 | 10 | 8 | 7 | 6 | 6 | 6 | 6 | 6 | 6 | 6
| R11_NAM |  | 23 | 19 | 13 | 10 | 9 | 8 | 7 | 7 | 7 | 7 | 7 | 7
| R11_PAO |  | 18 | 14 | 11 | 9 | 8 | 7 | 7 | 7 | 7 | 6 | 6 | 6
| R11_PAS |  | 13 | 11 | 9 | 8 | 7 | 7 | 6 | 6 | 6 | 6 | 6 | 6
| R11_SAS |  | 13 | 10 | 8 | 7 | 6 | 6 | 6 | 6 | 6 | 6 | 6 | 6
| R11_WEU |  | 16 | 12 | 10 | 9 | 8 | 7 | 7 | 7 | 7 | 6 | 6 | 6
|  | mean | 16.7273 | 13 | 10.0909 | 8.3636 | 7.1818 | 6.8182 | 6.4545 | 6.5455 | 6.5455 | 6.0909 | 6.0909 | 6.0909
|  |  |  | 52.3909 | 32.9536 | 15 | 4.5 | 3.6 | 3 | 2.55 | 2.1 | 1.65 | 1.5 | 1.5 | 3% of new investment costs
SSP1
AFR | Capital Cost¦Electricity¦Solar¦PV | US$2010/kW OR local currency/kW
CPA | Capital Cost¦Electricity¦Solar¦PV | US$2010/kW OR local currency/kW
EEU | Capital Cost¦Electricity¦Solar¦PV | US$2010/kW OR local currency/kW
FSU | Capital Cost¦Electricity¦Solar¦PV | US$2010/kW OR local currency/kW
LAM | Capital Cost¦Electricity¦Solar¦PV | US$2010/kW OR local currency/kW
MEA | Capital Cost¦Electricity¦Solar¦PV | US$2010/kW OR local currency/kW
NAM | Capital Cost¦Electricity¦Solar¦PV | US$2010/kW OR local currency/kW
PAO | Capital Cost¦Electricity¦Solar¦PV | US$2010/kW OR local currency/kW
PAS | Capital Cost¦Electricity¦Solar¦PV | US$2010/kW OR local currency/kW
SAS | Capital Cost¦Electricity¦Solar¦PV | US$2010/kW OR local currency/kW
WEU | Capital Cost¦Electricity¦Solar¦PV | US$2010/kW OR local currency/kW
|  | mean | 0 | 0 | 0 | 0 | 0 | 0 | 0 | 0 | 0 | 0 | 0
solar_pv_ppl |  | NEW |  | 52.3909 | 32.9536 | 15 | 4.5 | 3.6 | 3 | 2.55 | 2.1 | 1.65 | 1.5 | 1.5
stor_ppl | R11_AFR |  | 31 | 29 | 27 | 26 | 25 | 25 | 24 | 24 | 24 | 24 | 24 | 24
| R11_CPA |  | 31 | 29 | 27 | 26 | 25 | 25 | 24 | 24 | 24 | 24 | 24 | 24
| R11_EEU |  | 31 | 29 | 27 | 26 | 25 | 25 | 24 | 24 | 24 | 24 | 24 | 24
| R11_FSU |  | 31 | 29 | 27 | 26 | 25 | 25 | 24 | 24 | 24 | 24 | 24 | 24
| R11_LAM |  | 31 | 29 | 27 | 26 | 25 | 25 | 24 | 24 | 24 | 24 | 24 | 24
| R11_MEA |  | 31 | 29 | 27 | 26 | 25 | 25 | 24 | 24 | 24 | 24 | 24 | 24
| R11_NAM |  | 32 | 31 | 28 | 27 | 26 | 25 | 25 | 24 | 24 | 24 | 24 | 24
| R11_PAO |  | 31 | 29 | 27 | 26 | 25 | 25 | 24 | 24 | 24 | 24 | 24 | 24
| R11_PAS |  | 31 | 29 | 27 | 26 | 25 | 25 | 24 | 24 | 24 | 24 | 24 | 24
| R11_SAS |  | 31 | 29 | 27 | 26 | 25 | 25 | 24 | 24 | 24 | 24 | 24 | 24
| R11_WEU |  | 31 | 29 | 27 | 26 | 25 | 25 | 24 | 24 | 24 | 24 | 24 | 24
|  |  |  | 21 | 9 | 4.5 | 3 | 2.25 | 1.5 | 1.5 | 1.5 | 1.5 | 1.5 | 1.5 | 3% of investment costs (rounded up)
stor_ppl |  | NEW |  | 21 | 9 | 5 | 3 | 2.5 | 2 | 2 | 2 | 2 | 2 | 2
h2_fc_trp | R11_AFR | [5 empty] | 0 | 0 | 0 | 0 | 0 | 0 | 0 | 0
| R11_CPA |  |  |  |  | 0 | 0 | 0 | 0 | 0 | 0 | 0 | 0 | 0
| R11_EEU |  |  |  |  | 0 | 0 | 0 | 0 | 0 | 0 | 0 | 0 | 0
| R11_FSU |  |  |  |  | 0 | 0 | 0 | 0 | 0 | 0 | 0 | 0 | 0
| R11_LAM | [5 empty] | 0 | 0 | 0 | 0 | 0 | 0 | 0 | 0
| R11_MEA | [5 empty] | 0 | 0 | 0 | 0 | 0 | 0 | 0 | 0
| R11_NAM |  |  |  |  | 0 | 0 | 0 | 0 | 0 | 0 | 0 | 0 | 0
| R11_PAO |  |  |  |  | 0 | 0 | 0 | 0 | 0 | 0 | 0 | 0 | 0
| R11_PAS | [5 empty] | 0 | 0 | 0 | 0 | 0 | 0 | 0 | 0
| R11_SAS | [5 empty] | 0 | 0 | 0 | 0 | 0 | 0 | 0 | 0
| R11_WEU |  |  |  |  | 0 | 0 | 0 | 0 | 0 | 0 | 0 | 0 | 0
also for FC in other sectors!!
h2_fc_trp
h2_elec | R11_AFR |  |  | 15 | 12 | 11 | 10 | 9 | 9 | 8 | 8 | 8 | 8 | 8
| R11_CPA |  |  | 15 | 12 | 11 | 10 | 9 | 9 | 8 | 8 | 8 | 8 | 8
| R11_EEU |  |  | 15 | 12 | 11 | 10 | 9 | 9 | 8 | 8 | 8 | 8 | 8
| R11_FSU |  |  | 15 | 12 | 11 | 10 | 9 | 9 | 8 | 8 | 8 | 8 | 8
| R11_LAM |  |  | 15 | 12 | 11 | 10 | 9 | 9 | 8 | 8 | 8 | 8 | 8
| R11_MEA |  |  | 15 | 12 | 11 | 10 | 9 | 9 | 8 | 8 | 8 | 8 | 8
| R11_NAM |  |  | 20 | 15 | 12 | 11 | 10 | 9 | 9 | 8 | 8 | 8 | 8
| R11_PAO |  |  | 15 | 12 | 11 | 10 | 9 | 9 | 8 | 8 | 8 | 8 | 8
| R11_PAS |  |  | 15 | 12 | 11 | 10 | 9 | 9 | 8 | 8 | 8 | 8 | 8
| R11_SAS |  |  | 15 | 12 | 11 | 10 | 9 | 9 | 8 | 8 | 8 | 8 | 8
| R11_WEU |  |  | 15 | 12 | 11 | 10 | 9 | 9 | 8 | 8 | 8 | 8 | 8
h2_elec |  |  | NEW | 11.13 | 9.4605 | 8.0414 | 6.8352 | 5.8099 | 4.9384 | 4.1977 | 3.568 | 3.0328 | 2.5779 | 3 | rounded up 3$/kW is min transaction fee for remote sensing serviced granulat FC units
|  |  |  | 11.13 | 9.4605 | 8.0414 | 6.8352 | 5.8099 | 4.9384 | 4.1977 | 3.568 | 3.0328 | 2.5779 | 2.1912 | 3% of investment costs
solar_i | R11_AFR |  | 82 | 64 | 51 | 43 | 38 | 36 | 36 | 37 | 39 | 40 | 40 | 40
| R11_CPA |  | 55 | 54 | 52 | 51 | 49 | 48 | 47 | 47 | 47 | 47 | 47 | 47
| R11_EEU |  | 89 | 73 | 62 | 54 | 50 | 48 | 47 | 47 | 48 | 48 | 48 | 48
| R11_FSU |  | 89 | 72 | 60 | 53 | 48 | 45 | 45 | 45 | 45 | 45 | 45 | 45
| R11_LAM |  | 82 | 67 | 56 | 49 | 45 | 43 | 43 | 44 | 45 | 45 | 45 | 45
| R11_MEA |  | 88 | 70 | 57 | 49 | 44 | 42 | 42 | 42 | 43 | 44 | 44 | 44
| R11_NAM |  | 120 | 120 | 90 | 73 | 62 | 56 | 53 | 51 | 49 | 49 | 48 | 48
| R11_PAO |  | 124 | 96 | 76 | 62 | 55 | 51 | 50 | 50 | 51 | 50 | 50 | 50
| R11_PAS |  | 63 | 56 | 51 | 47 | 45 | 44 | 44 | 44 | 45 | 46 | 46 | 46
| R11_SAS |  | 61 | 53 | 47 | 43 | 40 | 39 | 39 | 39 | 40 | 41 | 41 | 41
| R11_WEU |  | 81 | 70 | 62 | 57 | 53 | 51 | 50 | 49 | 50 | 50 | 50 | 50
|  |  |  | 72.2727 | 60.3636 | 52.8182 | 48.0909 | 45.7273 | 45.0909 | 45 | 45.6364 | 45.9091 | 45.8182 | 45.8182
solar_i |  |  | NEW | 40 | 30 | 20 | 10 | 5 | 5 | 5 | 5 | 5 | 5 | 5 | delayed cost reduction and min cost floor of 5 $/kW as more lumpy industrial technology (also added complexity for solar concentrators that provide higher temp. heat for industry, compared to solar flat plate collectors [also used in industry]
|  |  |  | 39.9 | 30 | 9 | 4.5 | 3 | 3 | 3 | 3 | 3 | 3 | 3 | 3% of investment costs
h2_fc_I | R11_AFR | [5 empty] | 0 | 0 | 0 | 0 | 0 | 0 | 0 | 0
| R11_CPA |  |  |  |  | 0 | 0 | 0 | 0 | 0 | 0 | 0 | 0 | 0
| R11_EEU |  |  |  |  | 0 | 0 | 0 | 0 | 0 | 0 | 0 | 0 | 0
| R11_FSU |  |  |  |  | 0 | 0 | 0 | 0 | 0 | 0 | 0 | 0 | 0
| R11_LAM | [5 empty] | 0 | 0 | 0 | 0 | 0 | 0 | 0 | 0
| R11_MEA | [5 empty] | 0 | 0 | 0 | 0 | 0 | 0 | 0 | 0
| R11_NAM |  |  |  |  | 0 | 0 | 0 | 0 | 0 | 0 | 0 | 0 | 0
| R11_PAO |  |  |  |  | 0 | 0 | 0 | 0 | 0 | 0 | 0 | 0 | 0
| R11_PAS | [5 empty] | 0 | 0 | 0 | 0 | 0 | 0 | 0 | 0
| R11_SAS | [5 empty] | 0 | 0 | 0 | 0 | 0 | 0 | 0 | 0
| R11_WEU |  |  |  |  | 0 | 0 | 0 | 0 | 0 | 0 | 0 | 0 | 0
|  |  |  | 0 | 0 | 0 | 0 | 0 | 0 | 0 | 0 | 0 | 0 | #REF!
h2_fc_I |  |  | NEW | 60 | 40 | 20 | 15 | 10 | 10 | 10 | 10 | 10 | 10 | 10 | reduction deplayed by 1 decade, min cost floor of 10 $/kW assumed as more lumpy than FC RC
|  |  |  | 60 | 22.5 | 16.5 | 12 | 9 | 6 | 4.5 | 3.9 | 3 | 2.1 | 1.2 | 3% of investment costs
h2_fc_RC | R11_AFR | [5 empty] | 0 | 0 | 0 | 0 | 0 | 0 | 0 | 0
| R11_CPA |  |  |  |  | 0 | 0 | 0 | 0 | 0 | 0 | 0 | 0 | 0
| R11_EEU |  |  |  |  | 0 | 0 | 0 | 0 | 0 | 0 | 0 | 0 | 0
| R11_FSU |  |  |  |  | 0 | 0 | 0 | 0 | 0 | 0 | 0 | 0 | 0
| R11_LAM | [5 empty] | 0 | 0 | 0 | 0 | 0 | 0 | 0 | 0
| R11_MEA | [5 empty] | 0 | 0 | 0 | 0 | 0 | 0 | 0 | 0
| R11_NAM |  |  |  |  | 0 | 0 | 0 | 0 | 0 | 0 | 0 | 0 | 0
| R11_PAO |  |  |  |  | 0 | 0 | 0 | 0 | 0 | 0 | 0 | 0 | 0
| R11_PAS | [5 empty] | 0 | 0 | 0 | 0 | 0 | 0 | 0 | 0
| R11_SAS | [5 empty] | 0 | 0 | 0 | 0 | 0 | 0 | 0 | 0
| R11_WEU |  |  |  |  | 0 | 0 | 0 | 0 | 0 | 0 | 0 | 0 | 0
|  |  |  | 0 | 0 | 0 | 0 | 0 | 0 | 0 | 0 | 0 | 0 | #REF!
h2_fc_RC |  |  | NEW | 60 | 20 | 10 | 5 | 5 | 5 | 5 | 5 | 5 | 5 | 5 | min fixed costs/yr of 50 $ for 10 kW unit
|  |  |  | 60 | 15 | 9 | 4.5 | 3 | 1.5 | 1.5 | 1.5 | 1.5 | 1.5 | 1.5 | 3% of investment costs

## NewFOMCosts
|  | 2005 | 2010 | 2020 | 2030 | 2040 | 2050 | 2060 | 2070 | 2080 | 2090 | 2100 | 2110
solar_pv_ppl | R11_AFR | 16 | 48.3608 | 29.3911 | 12.5543 | 3.7595 | 3.168 | 2.7887 | 2.3375 | 1.925 | 1.6254 | 1.4776 | 1.4776
| R11_CPA | 12 | 40.3007 | 29.3911 | 14.3478 | 4.3861 | 3.696 | 3.2535 | 2.7271 | 2.2458 | 1.6254 | 1.4776 | 1.4776
| R11_EEU | 20 | 60.451 | 35.9224 | 16.1413 | 4.3861 | 3.696 | 3.2535 | 2.7271 | 2.2458 | 1.6254 | 1.4776 | 1.4776
| R11_FSU | 20 | 60.451 | 35.9224 | 16.1413 | 4.3861 | 3.696 | 2.7887 | 2.7271 | 2.2458 | 1.6254 | 1.4776 | 1.4776
| R11_LAM | 16 | 48.3608 | 32.6568 | 14.3478 | 4.3861 | 3.696 | 2.7887 | 2.3375 | 1.925 | 1.6254 | 1.4776 | 1.4776
| R11_MEA | 17 | 52.3909 | 32.6568 | 14.3478 | 4.3861 | 3.168 | 2.7887 | 2.3375 | 1.925 | 1.6254 | 1.4776 | 1.4776
| R11_NAM | 23 | 76.5713 | 42.4538 | 17.9348 | 5.6392 | 4.224 | 3.2535 | 2.7271 | 2.2458 | 1.8963 | 1.7239 | 1.7239
| R11_PAO | 18 | 56.421 | 35.9224 | 16.1413 | 5.0127 | 3.696 | 3.2535 | 2.7271 | 2.2458 | 1.6254 | 1.4776 | 1.4776
| R11_PAS | 13 | 44.3308 | 29.3911 | 14.3478 | 4.3861 | 3.696 | 2.7887 | 2.3375 | 1.925 | 1.6254 | 1.4776 | 1.4776
| R11_SAS | 13 | 40.3007 | 26.1254 | 12.5543 | 3.7595 | 3.168 | 2.7887 | 2.3375 | 1.925 | 1.6254 | 1.4776 | 1.4776
| R11_WEU | 16 | 48.3608 | 32.6568 | 16.1413 | 5.0127 | 3.696 | 3.2535 | 2.7271 | 2.2458 | 1.6254 | 1.4776 | 1.4776
stor_ppl | R11_AFR | 31 | 20.8692 | 8.9698 | 4.9826 | 2.9891 | 2.5 | 1.9925 | 2 | 2 | 2 | 2 | 2
| R11_CPA | 31 | 20.8692 | 8.9698 | 4.9826 | 2.9891 | 2.5 | 1.9925 | 2 | 2 | 2 | 2 | 2
| R11_EEU | 31 | 20.8692 | 8.9698 | 4.9826 | 2.9891 | 2.5 | 1.9925 | 2 | 2 | 2 | 2 | 2
| R11_FSU | 31 | 20.8692 | 8.9698 | 4.9826 | 2.9891 | 2.5 | 1.9925 | 2 | 2 | 2 | 2 | 2
| R11_LAM | 31 | 20.8692 | 8.9698 | 4.9826 | 2.9891 | 2.5 | 1.9925 | 2 | 2 | 2 | 2 | 2
| R11_MEA | 31 | 20.8692 | 8.9698 | 4.9826 | 2.9891 | 2.5 | 1.9925 | 2 | 2 | 2 | 2 | 2
| R11_NAM | 32 | 22.3084 | 9.302 | 5.1742 | 3.1087 | 2.5 | 2.0755 | 2 | 2 | 2 | 2 | 2
| R11_PAO | 31 | 20.8692 | 8.9698 | 4.9826 | 2.9891 | 2.5 | 1.9925 | 2 | 2 | 2 | 2 | 2
| R11_PAS | 31 | 20.8692 | 8.9698 | 4.9826 | 2.9891 | 2.5 | 1.9925 | 2 | 2 | 2 | 2 | 2
| R11_SAS | 31 | 20.8692 | 8.9698 | 4.9826 | 2.9891 | 2.5 | 1.9925 | 2 | 2 | 2 | 2 | 2
| R11_WEU | 31 | 20.8692 | 8.9698 | 4.9826 | 2.9891 | 2.5 | 1.9925 | 2 | 2 | 2 | 2 | 2
h2_elec | R11_AFR |  | 10.8026 | 9.2503 | 7.9755 | 6.7736 | 5.7518 | 4.9384 | 4.1505 | 3.568 | 3.0328 | 2.5779 | 3
| R11_CPA |  | 10.8026 | 9.2503 | 7.9755 | 6.7736 | 5.7518 | 4.9384 | 4.1505 | 3.568 | 3.0328 | 2.5779 | 3
| R11_EEU |  | 10.8026 | 9.2503 | 7.9755 | 6.7736 | 5.7518 | 4.9384 | 4.1505 | 3.568 | 3.0328 | 2.5779 | 3
| R11_FSU |  | 10.8026 | 9.2503 | 7.9755 | 6.7736 | 5.7518 | 4.9384 | 4.1505 | 3.568 | 3.0328 | 2.5779 | 3
| R11_LAM |  | 10.8026 | 9.2503 | 7.9755 | 6.7736 | 5.7518 | 4.9384 | 4.1505 | 3.568 | 3.0328 | 2.5779 | 3
| R11_MEA |  | 10.8026 | 9.2503 | 7.9755 | 6.7736 | 5.7518 | 4.9384 | 4.1505 | 3.568 | 3.0328 | 2.5779 | 3
| R11_NAM |  | 14.4035 | 11.5628 | 8.7006 | 7.451 | 6.3909 | 4.9384 | 4.6693 | 3.568 | 3.0328 | 2.5779 | 3
| R11_PAO |  | 10.8026 | 9.2503 | 7.9755 | 6.7736 | 5.7518 | 4.9384 | 4.1505 | 3.568 | 3.0328 | 2.5779 | 3
| R11_PAS |  | 10.8026 | 9.2503 | 7.9755 | 6.7736 | 5.7518 | 4.9384 | 4.1505 | 3.568 | 3.0328 | 2.5779 | 3
| R11_SAS |  | 10.8026 | 9.2503 | 7.9755 | 6.7736 | 5.7518 | 4.9384 | 4.1505 | 3.568 | 3.0328 | 2.5779 | 3
| R11_WEU |  | 10.8026 | 9.2503 | 7.9755 | 6.7736 | 5.7518 | 4.9384 | 4.1505 | 3.568 | 3.0328 | 2.5779 | 3
h2_fc_trp | R11_AFR |  |  |  |  | 0 | 0 | 0 | 0 | 0 | 0 | 0 | 0
| R11_CPA |  |  |  | 0 | 0 | 0 | 0 | 0 | 0 | 0 | 0 | 0
| R11_EEU |  |  |  | 0 | 0 | 0 | 0 | 0 | 0 | 0 | 0 | 0
| R11_FSU |  |  |  | 0 | 0 | 0 | 0 | 0 | 0 | 0 | 0 | 0
| R11_LAM |  |  |  |  | 0 | 0 | 0 | 0 | 0 | 0 | 0 | 0
| R11_MEA |  |  |  |  | 0 | 0 | 0 | 0 | 0 | 0 | 0 | 0
| R11_NAM |  |  |  | 0 | 0 | 0 | 0 | 0 | 0 | 0 | 0 | 0
| R11_PAO |  |  |  | 0 | 0 | 0 | 0 | 0 | 0 | 0 | 0 | 0
| R11_PAS |  |  |  |  | 0 | 0 | 0 | 0 | 0 | 0 | 0 | 0
| R11_SAS |  |  |  |  | 0 | 0 | 0 | 0 | 0 | 0 | 0 | 0
| R11_WEU |  |  |  | 0 | 0 | 0 | 0 | 0 | 0 | 0 | 0 | 0
solar_i | R11_AFR |  | 35.4214 | 25.3464 | 16.2823 | 7.9017 | 3.9364 | 3.9919 | 4.1111 | 4.2729 | 4.3564 | 4.3651 | 4.3651
| R11_CPA |  | 29.8868 | 25.8434 | 19.3115 | 10.189 | 5.2485 | 5.2117 | 5.2222 | 5.1494 | 5.1188 | 5.129 | 5.129
| R11_EEU |  | 40.4025 | 30.8133 | 20.4475 | 10.397 | 5.2485 | 5.2117 | 5.2222 | 5.259 | 5.2277 | 5.2381 | 5.2381
| R11_FSU |  | 39.8491 | 29.8193 | 20.0688 | 9.9811 | 4.9205 | 4.9899 | 5 | 4.9303 | 4.901 | 4.9107 | 4.9107
| R11_LAM |  | 37.0818 | 27.8313 | 18.5542 | 9.3573 | 4.7018 | 4.7681 | 4.8889 | 4.9303 | 4.901 | 4.9107 | 4.9107
| R11_MEA |  | 38.7421 | 28.3283 | 18.5542 | 9.1493 | 4.5924 | 4.6573 | 4.6667 | 4.7112 | 4.7921 | 4.8016 | 4.8016
| R11_NAM |  | 66.4151 | 44.7289 | 27.642 | 12.8922 | 6.1233 | 5.877 | 5.6667 | 5.3685 | 5.3366 | 5.2381 | 5.2381
| R11_PAO |  | 53.1321 | 37.7711 | 23.4768 | 11.4367 | 5.5765 | 5.5444 | 5.5556 | 5.5876 | 5.4455 | 5.4563 | 5.4563
| R11_PAS |  | 30.9937 | 25.3464 | 17.7969 | 9.3573 | 4.8111 | 4.879 | 4.8889 | 4.9303 | 5.0099 | 5.0198 | 5.0198
| R11_SAS |  | 29.3333 | 23.3584 | 16.2823 | 8.3176 | 4.2644 | 4.3246 | 4.3333 | 4.3825 | 4.4653 | 4.4742 | 4.4742
| R11_WEU |  | 38.7421 | 30.8133 | 21.5835 | 11.0208 | 5.5765 | 5.5444 | 5.4444 | 5.4781 | 5.4455 | 5.4563 | 5.4563
h2_fc_I | R11_AFR |  |  |  |  | 15 | 10 | 10 | 10 | 10 | 10 | 10 | 10
| R11_CPA |  |  |  | 20 | 15 | 10 | 10 | 10 | 10 | 10 | 10 | 10
| R11_EEU |  |  |  | 20 | 15 | 10 | 10 | 10 | 10 | 10 | 10 | 10
| R11_FSU |  |  |  | 20 | 15 | 10 | 10 | 10 | 10 | 10 | 10 | 10
| R11_LAM |  |  |  |  | 15 | 10 | 10 | 10 | 10 | 10 | 10 | 10
| R11_MEA |  |  |  |  | 15 | 10 | 10 | 10 | 10 | 10 | 10 | 10
| R11_NAM |  |  |  | 20 | 15 | 10 | 10 | 10 | 10 | 10 | 10 | 10
| R11_PAO |  |  |  | 20 | 15 | 10 | 10 | 10 | 10 | 10 | 10 | 10
| R11_PAS |  |  |  |  | 15 | 10 | 10 | 10 | 10 | 10 | 10 | 10
| R11_SAS |  |  |  |  | 15 | 10 | 10 | 10 | 10 | 10 | 10 | 10
| R11_WEU |  |  |  | 20 | 15 | 10 | 10 | 10 | 10 | 10 | 10 | 10
h2_fc_RC | R11_AFR |  |  |  |  | 5 | 5 | 5 | 5 | 5 | 5 | 5 | 5
| R11_CPA |  |  |  | 10 | 5 | 5 | 5 | 5 | 5 | 5 | 5 | 5
| R11_EEU |  |  |  | 10 | 5 | 5 | 5 | 5 | 5 | 5 | 5 | 5
| R11_FSU |  |  |  | 10 | 5 | 5 | 5 | 5 | 5 | 5 | 5 | 5
| R11_LAM |  |  |  |  | 5 | 5 | 5 | 5 | 5 | 5 | 5 | 5
| R11_MEA |  |  |  |  | 5 | 5 | 5 | 5 | 5 | 5 | 5 | 5
| R11_NAM |  |  |  | 10 | 5 | 5 | 5 | 5 | 5 | 5 | 5 | 5
| R11_PAO |  |  |  | 10 | 5 | 5 | 5 | 5 | 5 | 5 | 5 | 5
| R11_PAS |  |  |  |  | 5 | 5 | 5 | 5 | 5 | 5 | 5 | 5
| R11_SAS |  |  |  |  | 5 | 5 | 5 | 5 | 5 | 5 | 5 | 5
| R11_WEU |  |  |  | 10 | 5 | 5 | 5 | 5 | 5 | 5 | 5 | 5

## NewFOMCosts_fixed
TECHNOLOGY | REGION | 2005 | 2010 | 2015 | 2020 | 2025 | 2030 | 2035 | 2040 | 2045 | 2050 | 2055 | 2060 | 2070 | 2080 | 2090 | 2100 | 2110
solar_pv_ppl | R12_AFR | 16 | 48.3608 | 48.3608 | 29.3911 | 29.3911 | 12.5543 | 12.5543 | 3.7595 | 3.7595 | 3.168 | 3.168 | 2.7887 | 2.3375 | 1.925 | 1.6254 | 1.4776 | 1.4776
solar_pv_ppl | R12_RCPA | 12 | 40.3007 | 40.3007 | 29.3911 | 29.3911 | 14.3478 | 14.3478 | 4.3861 | 4.3861 | 3.696 | 3.696 | 3.2535 | 2.7271 | 2.2458 | 1.6254 | 1.4776 | 1.4776
solar_pv_ppl | R12_CHN | 12 | 40.3007 | 40.3007 | 29.3911 | 29.3911 | 14.3478 | 14.3478 | 4.3861 | 4.3861 | 3.696 | 3.696 | 3.2535 | 2.7271 | 2.2458 | 1.6254 | 1.4776 | 1.4776
solar_pv_ppl | R12_EEU | 20 | 60.451 | 60.451 | 35.9224 | 35.9224 | 16.1413 | 16.1413 | 4.3861 | 4.3861 | 3.696 | 3.696 | 3.2535 | 2.7271 | 2.2458 | 1.6254 | 1.4776 | 1.4776
solar_pv_ppl | R12_FSU | 20 | 60.451 | 60.451 | 35.9224 | 35.9224 | 16.1413 | 16.1413 | 4.3861 | 4.3861 | 3.696 | 3.696 | 2.7887 | 2.7271 | 2.2458 | 1.6254 | 1.4776 | 1.4776
solar_pv_ppl | R12_LAM | 16 | 48.3608 | 48.3608 | 32.6568 | 32.6568 | 14.3478 | 14.3478 | 4.3861 | 4.3861 | 3.696 | 3.696 | 2.7887 | 2.3375 | 1.925 | 1.6254 | 1.4776 | 1.4776
solar_pv_ppl | R12_MEA | 17 | 52.3909 | 52.3909 | 32.6568 | 32.6568 | 14.3478 | 14.3478 | 4.3861 | 4.3861 | 3.168 | 3.168 | 2.7887 | 2.3375 | 1.925 | 1.6254 | 1.4776 | 1.4776
solar_pv_ppl | R12_NAM | 23 | 76.5713 | 76.5713 | 42.4538 | 42.4538 | 17.9348 | 17.9348 | 5.6392 | 5.6392 | 4.224 | 4.224 | 3.2535 | 2.7271 | 2.2458 | 1.8963 | 1.7239 | 1.7239
solar_pv_ppl | R12_PAO | 18 | 56.421 | 56.421 | 35.9224 | 35.9224 | 16.1413 | 16.1413 | 5.0127 | 5.0127 | 3.696 | 3.696 | 3.2535 | 2.7271 | 2.2458 | 1.6254 | 1.4776 | 1.4776
solar_pv_ppl | R12_PAS | 13 | 44.3308 | 44.3308 | 29.3911 | 29.3911 | 14.3478 | 14.3478 | 4.3861 | 4.3861 | 3.696 | 3.696 | 2.7887 | 2.3375 | 1.925 | 1.6254 | 1.4776 | 1.4776
solar_pv_ppl | R12_SAS | 13 | 40.3007 | 40.3007 | 26.1254 | 26.1254 | 12.5543 | 12.5543 | 3.7595 | 3.7595 | 3.168 | 3.168 | 2.7887 | 2.3375 | 1.925 | 1.6254 | 1.4776 | 1.4776
solar_pv_ppl | R12_WEU | 16 | 48.3608 | 48.3608 | 32.6568 | 32.6568 | 16.1413 | 16.1413 | 5.0127 | 5.0127 | 3.696 | 3.696 | 3.2535 | 2.7271 | 2.2458 | 1.6254 | 1.4776 | 1.4776
stor_ppl | R12_AFR | 31 | 20.8692 | 20.8692 | 8.9698 | 8.9698 | 4.9826 | 4.9826 | 2.9891 | 2.9891 | 2.5 | 2.5 | 1.9925 | 2 | 2 | 2 | 2 | 2
stor_ppl | R12_RCPA | 31 | 20.8692 | 20.8692 | 8.9698 | 8.9698 | 4.9826 | 4.9826 | 2.9891 | 2.9891 | 2.5 | 2.5 | 1.9925 | 2 | 2 | 2 | 2 | 2
stor_ppl | R12_CHN | 31 | 20.8692 | 20.8692 | 8.9698 | 8.9698 | 4.9826 | 4.9826 | 2.9891 | 2.9891 | 2.5 | 2.5 | 1.9925 | 2 | 2 | 2 | 2 | 2
stor_ppl | R12_EEU | 31 | 20.8692 | 20.8692 | 8.9698 | 8.9698 | 4.9826 | 4.9826 | 2.9891 | 2.9891 | 2.5 | 2.5 | 1.9925 | 2 | 2 | 2 | 2 | 2
stor_ppl | R12_FSU | 31 | 20.8692 | 20.8692 | 8.9698 | 8.9698 | 4.9826 | 4.9826 | 2.9891 | 2.9891 | 2.5 | 2.5 | 1.9925 | 2 | 2 | 2 | 2 | 2
stor_ppl | R12_LAM | 31 | 20.8692 | 20.8692 | 8.9698 | 8.9698 | 4.9826 | 4.9826 | 2.9891 | 2.9891 | 2.5 | 2.5 | 1.9925 | 2 | 2 | 2 | 2 | 2
stor_ppl | R12_MEA | 31 | 20.8692 | 20.8692 | 8.9698 | 8.9698 | 4.9826 | 4.9826 | 2.9891 | 2.9891 | 2.5 | 2.5 | 1.9925 | 2 | 2 | 2 | 2 | 2
stor_ppl | R12_NAM | 32 | 22.3084 | 22.3084 | 9.302 | 9.302 | 5.1742 | 5.1742 | 3.1087 | 3.1087 | 2.5 | 2.5 | 2.0755 | 2 | 2 | 2 | 2 | 2
stor_ppl | R12_PAO | 31 | 20.8692 | 20.8692 | 8.9698 | 8.9698 | 4.9826 | 4.9826 | 2.9891 | 2.9891 | 2.5 | 2.5 | 1.9925 | 2 | 2 | 2 | 2 | 2
stor_ppl | R12_PAS | 31 | 20.8692 | 20.8692 | 8.9698 | 8.9698 | 4.9826 | 4.9826 | 2.9891 | 2.9891 | 2.5 | 2.5 | 1.9925 | 2 | 2 | 2 | 2 | 2
stor_ppl | R12_SAS | 31 | 20.8692 | 20.8692 | 8.9698 | 8.9698 | 4.9826 | 4.9826 | 2.9891 | 2.9891 | 2.5 | 2.5 | 1.9925 | 2 | 2 | 2 | 2 | 2
stor_ppl | R12_WEU | 31 | 20.8692 | 20.8692 | 8.9698 | 8.9698 | 4.9826 | 4.9826 | 2.9891 | 2.9891 | 2.5 | 2.5 | 1.9925 | 2 | 2 | 2 | 2 | 2
h2_elec | R12_AFR |  | 10.8026 | 10.8026 | 9.2503 | 9.2503 | 7.9755 | 7.9755 | 6.7736 | 6.7736 | 5.7518 | 5.7518 | 4.9384 | 4.1505 | 3.568 | 3.0328 | 2.5779 | 3
h2_elec | R12_RCPA |  | 10.8026 | 10.8026 | 9.2503 | 9.2503 | 7.9755 | 7.9755 | 6.7736 | 6.7736 | 5.7518 | 5.7518 | 4.9384 | 4.1505 | 3.568 | 3.0328 | 2.5779 | 3
h2_elec | R12_CHN |  | 10.8026 | 10.8026 | 9.2503 | 9.2503 | 7.9755 | 7.9755 | 6.7736 | 6.7736 | 5.7518 | 5.7518 | 4.9384 | 4.1505 | 3.568 | 3.0328 | 2.5779 | 3
h2_elec | R12_EEU |  | 10.8026 | 10.8026 | 9.2503 | 9.2503 | 7.9755 | 7.9755 | 6.7736 | 6.7736 | 5.7518 | 5.7518 | 4.9384 | 4.1505 | 3.568 | 3.0328 | 2.5779 | 3
h2_elec | R12_FSU |  | 10.8026 | 10.8026 | 9.2503 | 9.2503 | 7.9755 | 7.9755 | 6.7736 | 6.7736 | 5.7518 | 5.7518 | 4.9384 | 4.1505 | 3.568 | 3.0328 | 2.5779 | 3
h2_elec | R12_LAM |  | 10.8026 | 10.8026 | 9.2503 | 9.2503 | 7.9755 | 7.9755 | 6.7736 | 6.7736 | 5.7518 | 5.7518 | 4.9384 | 4.1505 | 3.568 | 3.0328 | 2.5779 | 3
h2_elec | R12_MEA |  | 10.8026 | 10.8026 | 9.2503 | 9.2503 | 7.9755 | 7.9755 | 6.7736 | 6.7736 | 5.7518 | 5.7518 | 4.9384 | 4.1505 | 3.568 | 3.0328 | 2.5779 | 3
h2_elec | R12_NAM |  | 14.4035 | 14.4035 | 11.5628 | 11.5628 | 8.7006 | 8.7006 | 7.451 | 7.451 | 6.3909 | 6.3909 | 4.9384 | 4.6693 | 3.568 | 3.0328 | 2.5779 | 3
h2_elec | R12_PAO |  | 10.8026 | 10.8026 | 9.2503 | 9.2503 | 7.9755 | 7.9755 | 6.7736 | 6.7736 | 5.7518 | 5.7518 | 4.9384 | 4.1505 | 3.568 | 3.0328 | 2.5779 | 3
h2_elec | R12_PAS |  | 10.8026 | 10.8026 | 9.2503 | 9.2503 | 7.9755 | 7.9755 | 6.7736 | 6.7736 | 5.7518 | 5.7518 | 4.9384 | 4.1505 | 3.568 | 3.0328 | 2.5779 | 3
h2_elec | R12_SAS |  | 10.8026 | 10.8026 | 9.2503 | 9.2503 | 7.9755 | 7.9755 | 6.7736 | 6.7736 | 5.7518 | 5.7518 | 4.9384 | 4.1505 | 3.568 | 3.0328 | 2.5779 | 3
h2_elec | R12_WEU |  | 10.8026 | 10.8026 | 9.2503 | 9.2503 | 7.9755 | 7.9755 | 6.7736 | 6.7736 | 5.7518 | 5.7518 | 4.9384 | 4.1505 | 3.568 | 3.0328 | 2.5779 | 3
solar_i | R12_AFR |  | 35.4214 | 35.4214 | 25.3464 | 25.3464 | 16.2823 | 16.2823 | 7.9017 | 7.9017 | 3.9364 | 3.9364 | 3.9919 | 4.1111 | 4.2729 | 4.3564 | 4.3651 | 4.3651
solar_i | R12_RCPA |  | 29.8868 | 29.8868 | 25.8434 | 25.8434 | 19.3115 | 19.3115 | 10.189 | 10.189 | 5.2485 | 5.2485 | 5.2117 | 5.2222 | 5.1494 | 5.1188 | 5.129 | 5.129
solar_i | R12_CHN |  | 29.8868 | 29.8868 | 25.8434 | 25.8434 | 19.3115 | 19.3115 | 10.189 | 10.189 | 5.2485 | 5.2485 | 5.2117 | 5.2222 | 5.1494 | 5.1188 | 5.129 | 5.129
solar_i | R12_EEU |  | 40.4025 | 40.4025 | 30.8133 | 30.8133 | 20.4475 | 20.4475 | 10.397 | 10.397 | 5.2485 | 5.2485 | 5.2117 | 5.2222 | 5.259 | 5.2277 | 5.2381 | 5.2381
solar_i | R12_FSU |  | 39.8491 | 39.8491 | 29.8193 | 29.8193 | 20.0688 | 20.0688 | 9.9811 | 9.9811 | 4.9205 | 4.9205 | 4.9899 | 5 | 4.9303 | 4.901 | 4.9107 | 4.9107
solar_i | R12_LAM |  | 37.0818 | 37.0818 | 27.8313 | 27.8313 | 18.5542 | 18.5542 | 9.3573 | 9.3573 | 4.7018 | 4.7018 | 4.7681 | 4.8889 | 4.9303 | 4.901 | 4.9107 | 4.9107
solar_i | R12_MEA |  | 38.7421 | 38.7421 | 28.3283 | 28.3283 | 18.5542 | 18.5542 | 9.1493 | 9.1493 | 4.5924 | 4.5924 | 4.6573 | 4.6667 | 4.7112 | 4.7921 | 4.8016 | 4.8016
solar_i | R12_NAM |  | 66.4151 | 66.4151 | 44.7289 | 44.7289 | 27.642 | 27.642 | 12.8922 | 12.8922 | 6.1233 | 6.1233 | 5.877 | 5.6667 | 5.3685 | 5.3366 | 5.2381 | 5.2381
solar_i | R12_PAO |  | 53.1321 | 53.1321 | 37.7711 | 37.7711 | 23.4768 | 23.4768 | 11.4367 | 11.4367 | 5.5765 | 5.5765 | 5.5444 | 5.5556 | 5.5876 | 5.4455 | 5.4563 | 5.4563
solar_i | R12_PAS |  | 30.9937 | 30.9937 | 25.3464 | 25.3464 | 17.7969 | 17.7969 | 9.3573 | 9.3573 | 4.8111 | 4.8111 | 4.879 | 4.8889 | 4.9303 | 5.0099 | 5.0198 | 5.0198
solar_i | R12_SAS |  | 29.3333 | 29.3333 | 23.3584 | 23.3584 | 16.2823 | 16.2823 | 8.3176 | 8.3176 | 4.2644 | 4.2644 | 4.3246 | 4.3333 | 4.3825 | 4.4653 | 4.4742 | 4.4742
solar_i | R12_WEU |  | 38.7421 | 38.7421 | 30.8133 | 30.8133 | 21.5835 | 21.5835 | 11.0208 | 11.0208 | 5.5765 | 5.5765 | 5.5444 | 5.4444 | 5.4781 | 5.4455 | 5.4563 | 5.4563
h2_fc_I | R12_AFR |  | 0 | 0 | 0 | 0 | 0 | 0 | 15 | 15 | 10 | 10 | 10 | 10 | 10 | 10 | 10 | 10
h2_fc_I | R12_RCPA |  | 0 | 0 | 0 | 0 | 20 | 20 | 15 | 15 | 10 | 10 | 10 | 10 | 10 | 10 | 10 | 10
h2_fc_I | R12_CHN |  | 0 | 0 | 0 | 0 | 20 | 20 | 15 | 15 | 10 | 10 | 10 | 10 | 10 | 10 | 10 | 10
h2_fc_I | R12_EEU |  | 0 | 0 | 0 | 0 | 20 | 20 | 15 | 15 | 10 | 10 | 10 | 10 | 10 | 10 | 10 | 10
h2_fc_I | R12_FSU |  | 0 | 0 | 0 | 0 | 20 | 20 | 15 | 15 | 10 | 10 | 10 | 10 | 10 | 10 | 10 | 10
h2_fc_I | R12_LAM |  | 0 | 0 | 0 | 0 | 0 | 0 | 15 | 15 | 10 | 10 | 10 | 10 | 10 | 10 | 10 | 10
h2_fc_I | R12_MEA |  | 0 | 0 | 0 | 0 | 0 | 0 | 15 | 15 | 10 | 10 | 10 | 10 | 10 | 10 | 10 | 10
h2_fc_I | R12_NAM |  | 0 | 0 | 0 | 0 | 20 | 20 | 15 | 15 | 10 | 10 | 10 | 10 | 10 | 10 | 10 | 10
h2_fc_I | R12_PAO |  | 0 | 0 | 0 | 0 | 20 | 20 | 15 | 15 | 10 | 10 | 10 | 10 | 10 | 10 | 10 | 10
h2_fc_I | R12_PAS |  | 0 | 0 | 0 | 0 | 0 | 0 | 15 | 15 | 10 | 10 | 10 | 10 | 10 | 10 | 10 | 10
h2_fc_I | R12_SAS |  | 0 | 0 | 0 | 0 | 0 | 0 | 15 | 15 | 10 | 10 | 10 | 10 | 10 | 10 | 10 | 10
h2_fc_I | R12_WEU |  | 0 | 0 | 0 | 0 | 20 | 20 | 15 | 15 | 10 | 10 | 10 | 10 | 10 | 10 | 10 | 10
h2_fc_RC | R12_AFR |  | 0 | 0 | 0 | 0 | 0 | 0 | 5 | 5 | 5 | 5 | 5 | 5 | 5 | 5 | 5 | 5
h2_fc_RC | R12_RCPA |  | 0 | 0 | 0 | 0 | 10 | 10 | 5 | 5 | 5 | 5 | 5 | 5 | 5 | 5 | 5 | 5
h2_fc_RC | R12_CHN |  | 0 | 0 | 0 | 0 | 10 | 10 | 5 | 5 | 5 | 5 | 5 | 5 | 5 | 5 | 5 | 5
h2_fc_RC | R12_EEU |  | 0 | 0 | 0 | 0 | 10 | 10 | 5 | 5 | 5 | 5 | 5 | 5 | 5 | 5 | 5 | 5
h2_fc_RC | R12_FSU |  | 0 | 0 | 0 | 0 | 10 | 10 | 5 | 5 | 5 | 5 | 5 | 5 | 5 | 5 | 5 | 5
h2_fc_RC | R12_LAM |  | 0 | 0 | 0 | 0 | 0 | 0 | 5 | 5 | 5 | 5 | 5 | 5 | 5 | 5 | 5 | 5
h2_fc_RC | R12_MEA |  | 0 | 0 | 0 | 0 | 0 | 0 | 5 | 5 | 5 | 5 | 5 | 5 | 5 | 5 | 5 | 5
h2_fc_RC | R12_NAM |  | 0 | 0 | 0 | 0 | 10 | 10 | 5 | 5 | 5 | 5 | 5 | 5 | 5 | 5 | 5 | 5
h2_fc_RC | R12_PAO |  | 0 | 0 | 0 | 0 | 10 | 10 | 5 | 5 | 5 | 5 | 5 | 5 | 5 | 5 | 5 | 5
h2_fc_RC | R12_PAS |  | 0 | 0 | 0 | 0 | 0 | 0 | 5 | 5 | 5 | 5 | 5 | 5 | 5 | 5 | 5 | 5
h2_fc_RC | R12_SAS |  | 0 | 0 | 0 | 0 | 0 | 0 | 5 | 5 | 5 | 5 | 5 | 5 | 5 | 5 | 5 | 5
h2_fc_RC | R12_WEU |  | 0 | 0 | 0 | 0 | 10 | 10 | 5 | 5 | 5 | 5 | 5 | 5 | 5 | 5 | 5 | 5

## FOM_WebUI
value ▾
type ▾
name ▾
unit ▾
year_vtg ▾
year_act ▾
model ▾ |  |  |  |  | name | fix_cost
scenario ▾ |  |  |  |  | unit | USD/GWa
technology ▾ |  |  |  |  | year_vtg | 2005 | 2010 | 2020 | 2030 | 2040 | 2050 | 2060 | 2070 | 2080 | 2090 | 2100 | 2110
node_loc ▾ |  |  |  |  | year_act | 2005 | 2010 | 2020 | 2030 | 2040 | 2050 | 2060 | 2070 | 2080 | 2090 | 2100 | 2110
| model | scenario | technology | node_loc
| MESSAGEix-GLOBIOM_low | b2C_NPi2020_noBECCS_V6 | h2_elec | R11_AFR |  |  | 15 | 12 | 11 | 10 | 9 | 9 | 8 | 8 | 8 | 8 | 8
|  |  |  | R11_CPA |  |  | 15 | 12 | 11 | 10 | 9 | 9 | 8 | 8 | 8 | 8 | 8
|  |  |  | R11_EEU |  |  | 15 | 12 | 11 | 10 | 9 | 9 | 8 | 8 | 8 | 8 | 8
|  |  |  | R11_FSU |  |  | 15 | 12 | 11 | 10 | 9 | 9 | 8 | 8 | 8 | 8 | 8
|  |  |  | R11_LAM |  |  | 15 | 12 | 11 | 10 | 9 | 9 | 8 | 8 | 8 | 8 | 8
|  |  |  | R11_MEA |  |  | 15 | 12 | 11 | 10 | 9 | 9 | 8 | 8 | 8 | 8 | 8
|  |  |  | R11_NAM |  |  | 20 | 15 | 12 | 11 | 10 | 9 | 9 | 8 | 8 | 8 | 8
|  |  |  | R11_PAO |  |  | 15 | 12 | 11 | 10 | 9 | 9 | 8 | 8 | 8 | 8 | 8
|  |  |  | R11_PAS |  |  | 15 | 12 | 11 | 10 | 9 | 9 | 8 | 8 | 8 | 8 | 8
|  |  |  | R11_SAS |  |  | 15 | 12 | 11 | 10 | 9 | 9 | 8 | 8 | 8 | 8 | 8
|  |  |  | R11_WEU |  |  | 15 | 12 | 11 | 10 | 9 | 9 | 8 | 8 | 8 | 8 | 8
|  |  | h2_fc_I | R11_AFR
R11_CPA
R11_EEU
R11_FSU
R11_LAM
R11_MEA
R11_NAM
R11_PAO
R11_PAS
R11_SAS
R11_WEU
|  |  | h2_fc_RC | R11_AFR
R11_CPA
R11_EEU
R11_FSU
R11_LAM
R11_MEA
R11_NAM
R11_PAO
R11_PAS
R11_SAS
R11_WEU
|  |  | h2_fc_trp | R11_AFR
R11_CPA
R11_EEU
R11_FSU
R11_LAM
R11_MEA
R11_NAM
R11_PAO
R11_PAS
R11_SAS
R11_WEU
|  |  | solar_i | R11_AFR |  | 82 | 64 | 51 | 43 | 38 | 36 | 36 | 37 | 39 | 40 | 40 | 40
|  |  |  | R11_CPA |  | 55 | 54 | 52 | 51 | 49 | 48 | 47 | 47 | 47 | 47 | 47 | 47
|  |  |  | R11_EEU |  | 89 | 73 | 62 | 54 | 50 | 48 | 47 | 47 | 48 | 48 | 48 | 48
|  |  |  | R11_FSU |  | 89 | 72 | 60 | 53 | 48 | 45 | 45 | 45 | 45 | 45 | 45 | 45
|  |  |  | R11_LAM |  | 82 | 67 | 56 | 49 | 45 | 43 | 43 | 44 | 45 | 45 | 45 | 45
|  |  |  | R11_MEA |  | 88 | 70 | 57 | 49 | 44 | 42 | 42 | 42 | 43 | 44 | 44 | 44
|  |  |  | R11_NAM |  | 120 | 120 | 90 | 73 | 62 | 56 | 53 | 51 | 49 | 49 | 48 | 48
|  |  |  | R11_PAO |  | 124 | 96 | 76 | 62 | 55 | 51 | 50 | 50 | 51 | 50 | 50 | 50
|  |  |  | R11_PAS |  | 63 | 56 | 51 | 47 | 45 | 44 | 44 | 44 | 45 | 46 | 46 | 46
|  |  |  | R11_SAS |  | 61 | 53 | 47 | 43 | 40 | 39 | 39 | 39 | 40 | 41 | 41 | 41
|  |  |  | R11_WEU |  | 81 | 70 | 62 | 57 | 53 | 51 | 50 | 49 | 50 | 50 | 50 | 50
|  |  | solar_pv_ppl | R11_AFR |  | 16 | 12 | 9 | 7 | 6 | 6 | 6 | 6 | 6 | 6 | 6 | 6
|  |  |  | R11_CPA |  | 12 | 10 | 9 | 8 | 7 | 7 | 7 | 7 | 7 | 6 | 6 | 6
|  |  |  | R11_EEU |  | 20 | 15 | 11 | 9 | 7 | 7 | 7 | 7 | 7 | 6 | 6 | 6
|  |  |  | R11_FSU |  | 20 | 15 | 11 | 9 | 7 | 7 | 6 | 7 | 7 | 6 | 6 | 6
|  |  |  | R11_LAM |  | 16 | 12 | 10 | 8 | 7 | 7 | 6 | 6 | 6 | 6 | 6 | 6
|  |  |  | R11_MEA |  | 17 | 13 | 10 | 8 | 7 | 6 | 6 | 6 | 6 | 6 | 6 | 6
|  |  |  | R11_NAM |  | 23 | 19 | 13 | 10 | 9 | 8 | 7 | 7 | 7 | 7 | 7 | 7
|  |  |  | R11_PAO |  | 18 | 14 | 11 | 9 | 8 | 7 | 7 | 7 | 7 | 6 | 6 | 6
|  |  |  | R11_PAS |  | 13 | 11 | 9 | 8 | 7 | 7 | 6 | 6 | 6 | 6 | 6 | 6
|  |  |  | R11_SAS |  | 13 | 10 | 8 | 7 | 6 | 6 | 6 | 6 | 6 | 6 | 6 | 6
|  |  |  | R11_WEU |  | 16 | 12 | 10 | 9 | 8 | 7 | 7 | 7 | 7 | 6 | 6 | 6
|  |  | stor_ppl | R11_AFR |  | 31 | 29 | 27 | 26 | 25 | 25 | 24 | 24 | 24 | 24 | 24 | 24
|  |  |  | R11_CPA |  | 31 | 29 | 27 | 26 | 25 | 25 | 24 | 24 | 24 | 24 | 24 | 24
|  |  |  | R11_EEU |  | 31 | 29 | 27 | 26 | 25 | 25 | 24 | 24 | 24 | 24 | 24 | 24
|  |  |  | R11_FSU |  | 31 | 29 | 27 | 26 | 25 | 25 | 24 | 24 | 24 | 24 | 24 | 24
|  |  |  | R11_LAM |  | 31 | 29 | 27 | 26 | 25 | 25 | 24 | 24 | 24 | 24 | 24 | 24
|  |  |  | R11_MEA |  | 31 | 29 | 27 | 26 | 25 | 25 | 24 | 24 | 24 | 24 | 24 | 24
|  |  |  | R11_NAM |  | 32 | 31 | 28 | 27 | 26 | 25 | 25 | 24 | 24 | 24 | 24 | 24
|  |  |  | R11_PAO |  | 31 | 29 | 27 | 26 | 25 | 25 | 24 | 24 | 24 | 24 | 24 | 24
|  |  |  | R11_PAS |  | 31 | 29 | 27 | 26 | 25 | 25 | 24 | 24 | 24 | 24 | 24 | 24
|  |  |  | R11_SAS |  | 31 | 29 | 27 | 26 | 25 | 25 | 24 | 24 | 24 | 24 | 24 | 24
|  |  |  | R11_WEU |  | 31 | 29 | 27 | 26 | 25 | 25 | 24 | 24 | 24 | 24 | 24 | 24

## NewVOMCosts_fixed
TECHNOLOGY | REGION | 2005 | 2010 | 2015 | 2020 | 2025 | 2030 | 2035 | 2040 | 2045 | 2050 | 2055 | 2060 | 2070 | 2080 | 2090 | 2100 | 2110
solar_pv_ppl | R12_AFR | 0 | 0 | 0 | 0 | 0 | 0 | 0 | 0 | 0 | 0 | 0 | 0 | 0 | 0 | 0 | 0 | 0
solar_pv_ppl | R12_RCPA | 0 | 0 | 0 | 0 | 0 | 0 | 0 | 0 | 0 | 0 | 0 | 0 | 0 | 0 | 0 | 0 | 0
solar_pv_ppl | R12_CHN | 0 | 0 | 0 | 0 | 0 | 0 | 0 | 0 | 0 | 0 | 0 | 0 | 0 | 0 | 0 | 0 | 0
solar_pv_ppl | R12_EEU | 0 | 0 | 0 | 0 | 0 | 0 | 0 | 0 | 0 | 0 | 0 | 0 | 0 | 0 | 0 | 0 | 0
solar_pv_ppl | R12_FSU | 0 | 0 | 0 | 0 | 0 | 0 | 0 | 0 | 0 | 0 | 0 | 0 | 0 | 0 | 0 | 0 | 0
solar_pv_ppl | R12_LAM | 0 | 0 | 0 | 0 | 0 | 0 | 0 | 0 | 0 | 0 | 0 | 0 | 0 | 0 | 0 | 0 | 0
solar_pv_ppl | R12_MEA | 0 | 0 | 0 | 0 | 0 | 0 | 0 | 0 | 0 | 0 | 0 | 0 | 0 | 0 | 0 | 0 | 0
solar_pv_ppl | R12_NAM | 0 | 0 | 0 | 0 | 0 | 0 | 0 | 0 | 0 | 0 | 0 | 0 | 0 | 0 | 0 | 0 | 0
solar_pv_ppl | R12_PAO | 0 | 0 | 0 | 0 | 0 | 0 | 0 | 0 | 0 | 0 | 0 | 0 | 0 | 0 | 0 | 0 | 0
solar_pv_ppl | R12_PAS | 0 | 0 | 0 | 0 | 0 | 0 | 0 | 0 | 0 | 0 | 0 | 0 | 0 | 0 | 0 | 0 | 0
solar_pv_ppl | R12_SAS | 0 | 0 | 0 | 0 | 0 | 0 | 0 | 0 | 0 | 0 | 0 | 0 | 0 | 0 | 0 | 0 | 0
solar_pv_ppl | R12_WEU | 0 | 0 | 0 | 0 | 0 | 0 | 0 | 0 | 0 | 0 | 0 | 0 | 0 | 0 | 0 | 0 | 0
stor_ppl | R12_AFR | 0 | 0 | 0 | 0 | 0 | 0 | 0 | 0 | 0 | 0 | 0 | 0 | 0 | 0 | 0 | 0 | 0
stor_ppl | R12_RCPA | 0 | 0 | 0 | 0 | 0 | 0 | 0 | 0 | 0 | 0 | 0 | 0 | 0 | 0 | 0 | 0 | 0
stor_ppl | R12_CHN | 0 | 0 | 0 | 0 | 0 | 0 | 0 | 0 | 0 | 0 | 0 | 0 | 0 | 0 | 0 | 0 | 0
stor_ppl | R12_EEU | 0 | 0 | 0 | 0 | 0 | 0 | 0 | 0 | 0 | 0 | 0 | 0 | 0 | 0 | 0 | 0 | 0
stor_ppl | R12_FSU | 0 | 0 | 0 | 0 | 0 | 0 | 0 | 0 | 0 | 0 | 0 | 0 | 0 | 0 | 0 | 0 | 0
stor_ppl | R12_LAM | 0 | 0 | 0 | 0 | 0 | 0 | 0 | 0 | 0 | 0 | 0 | 0 | 0 | 0 | 0 | 0 | 0
stor_ppl | R12_MEA | 0 | 0 | 0 | 0 | 0 | 0 | 0 | 0 | 0 | 0 | 0 | 0 | 0 | 0 | 0 | 0 | 0
stor_ppl | R12_NAM | 0 | 0 | 0 | 0 | 0 | 0 | 0 | 0 | 0 | 0 | 0 | 0 | 0 | 0 | 0 | 0 | 0
stor_ppl | R12_PAO | 0 | 0 | 0 | 0 | 0 | 0 | 0 | 0 | 0 | 0 | 0 | 0 | 0 | 0 | 0 | 0 | 0
stor_ppl | R12_PAS | 0 | 0 | 0 | 0 | 0 | 0 | 0 | 0 | 0 | 0 | 0 | 0 | 0 | 0 | 0 | 0 | 0
stor_ppl | R12_SAS | 0 | 0 | 0 | 0 | 0 | 0 | 0 | 0 | 0 | 0 | 0 | 0 | 0 | 0 | 0 | 0 | 0
stor_ppl | R12_WEU | 0 | 0 | 0 | 0 | 0 | 0 | 0 | 0 | 0 | 0 | 0 | 0 | 0 | 0 | 0 | 0 | 0
h2_elec | R12_AFR | 0 | 0 | 0 | 0 | 0 | 0 | 0 | 0 | 0 | 0 | 0 | 0 | 0 | 0 | 0 | 0 | 0
h2_elec | R12_RCPA | 0 | 0 | 0 | 0 | 0 | 0 | 0 | 0 | 0 | 0 | 0 | 0 | 0 | 0 | 0 | 0 | 0
h2_elec | R12_CHN | 0 | 0 | 0 | 0 | 0 | 0 | 0 | 0 | 0 | 0 | 0 | 0 | 0 | 0 | 0 | 0 | 0
h2_elec | R12_EEU | 0 | 0 | 0 | 0 | 0 | 0 | 0 | 0 | 0 | 0 | 0 | 0 | 0 | 0 | 0 | 0 | 0
h2_elec | R12_FSU | 0 | 0 | 0 | 0 | 0 | 0 | 0 | 0 | 0 | 0 | 0 | 0 | 0 | 0 | 0 | 0 | 0
h2_elec | R12_LAM | 0 | 0 | 0 | 0 | 0 | 0 | 0 | 0 | 0 | 0 | 0 | 0 | 0 | 0 | 0 | 0 | 0
h2_elec | R12_MEA | 0 | 0 | 0 | 0 | 0 | 0 | 0 | 0 | 0 | 0 | 0 | 0 | 0 | 0 | 0 | 0 | 0
h2_elec | R12_NAM | 0 | 0 | 0 | 0 | 0 | 0 | 0 | 0 | 0 | 0 | 0 | 0 | 0 | 0 | 0 | 0 | 0
h2_elec | R12_PAO | 0 | 0 | 0 | 0 | 0 | 0 | 0 | 0 | 0 | 0 | 0 | 0 | 0 | 0 | 0 | 0 | 0
h2_elec | R12_PAS | 0 | 0 | 0 | 0 | 0 | 0 | 0 | 0 | 0 | 0 | 0 | 0 | 0 | 0 | 0 | 0 | 0
h2_elec | R12_SAS | 0 | 0 | 0 | 0 | 0 | 0 | 0 | 0 | 0 | 0 | 0 | 0 | 0 | 0 | 0 | 0 | 0
h2_elec | R12_WEU | 0 | 0 | 0 | 0 | 0 | 0 | 0 | 0 | 0 | 0 | 0 | 0 | 0 | 0 | 0 | 0 | 0
h2_fc_trp | R12_AFR | 0 | 0 | 0 | 0 | 0 | 0 | 0 | 0 | 0 | 0 | 0 | 0 | 0 | 0 | 0 | 0 | 0
h2_fc_trp | R12_RCPA | 0 | 0 | 0 | 0 | 0 | 0 | 0 | 0 | 0 | 0 | 0 | 0 | 0 | 0 | 0 | 0 | 0
h2_fc_trp | R12_CHN | 0 | 0 | 0 | 0 | 0 | 0 | 0 | 0 | 0 | 0 | 0 | 0 | 0 | 0 | 0 | 0 | 0
h2_fc_trp | R12_EEU | 0 | 0 | 0 | 0 | 0 | 0 | 0 | 0 | 0 | 0 | 0 | 0 | 0 | 0 | 0 | 0 | 0
h2_fc_trp | R12_FSU | 0 | 0 | 0 | 0 | 0 | 0 | 0 | 0 | 0 | 0 | 0 | 0 | 0 | 0 | 0 | 0 | 0
h2_fc_trp | R12_LAM | 0 | 0 | 0 | 0 | 0 | 0 | 0 | 0 | 0 | 0 | 0 | 0 | 0 | 0 | 0 | 0 | 0
h2_fc_trp | R12_MEA | 0 | 0 | 0 | 0 | 0 | 0 | 0 | 0 | 0 | 0 | 0 | 0 | 0 | 0 | 0 | 0 | 0
h2_fc_trp | R12_NAM | 0 | 0 | 0 | 0 | 0 | 0 | 0 | 0 | 0 | 0 | 0 | 0 | 0 | 0 | 0 | 0 | 0
h2_fc_trp | R12_PAO | 0 | 0 | 0 | 0 | 0 | 0 | 0 | 0 | 0 | 0 | 0 | 0 | 0 | 0 | 0 | 0 | 0
h2_fc_trp | R12_PAS | 0 | 0 | 0 | 0 | 0 | 0 | 0 | 0 | 0 | 0 | 0 | 0 | 0 | 0 | 0 | 0 | 0
h2_fc_trp | R12_SAS | 0 | 0 | 0 | 0 | 0 | 0 | 0 | 0 | 0 | 0 | 0 | 0 | 0 | 0 | 0 | 0 | 0
h2_fc_trp | R12_WEU | 0 | 0 | 0 | 0 | 0 | 0 | 0 | 0 | 0 | 0 | 0 | 0 | 0 | 0 | 0 | 0 | 0
solar_i | R12_AFR | 0 | 0 | 0 | 0 | 0 | 0 | 0 | 0 | 0 | 0 | 0 | 0 | 0 | 0 | 0 | 0 | 0
solar_i | R12_RCPA | 0 | 0 | 0 | 0 | 0 | 0 | 0 | 0 | 0 | 0 | 0 | 0 | 0 | 0 | 0 | 0 | 0
solar_i | R12_CHN | 0 | 0 | 0 | 0 | 0 | 0 | 0 | 0 | 0 | 0 | 0 | 0 | 0 | 0 | 0 | 0 | 0
solar_i | R12_EEU | 0 | 0 | 0 | 0 | 0 | 0 | 0 | 0 | 0 | 0 | 0 | 0 | 0 | 0 | 0 | 0 | 0
solar_i | R12_FSU | 0 | 0 | 0 | 0 | 0 | 0 | 0 | 0 | 0 | 0 | 0 | 0 | 0 | 0 | 0 | 0 | 0
solar_i | R12_LAM | 0 | 0 | 0 | 0 | 0 | 0 | 0 | 0 | 0 | 0 | 0 | 0 | 0 | 0 | 0 | 0 | 0
solar_i | R12_MEA | 0 | 0 | 0 | 0 | 0 | 0 | 0 | 0 | 0 | 0 | 0 | 0 | 0 | 0 | 0 | 0 | 0
solar_i | R12_NAM | 0 | 0 | 0 | 0 | 0 | 0 | 0 | 0 | 0 | 0 | 0 | 0 | 0 | 0 | 0 | 0 | 0
solar_i | R12_PAO | 0 | 0 | 0 | 0 | 0 | 0 | 0 | 0 | 0 | 0 | 0 | 0 | 0 | 0 | 0 | 0 | 0
solar_i | R12_PAS | 0 | 0 | 0 | 0 | 0 | 0 | 0 | 0 | 0 | 0 | 0 | 0 | 0 | 0 | 0 | 0 | 0
solar_i | R12_SAS | 0 | 0 | 0 | 0 | 0 | 0 | 0 | 0 | 0 | 0 | 0 | 0 | 0 | 0 | 0 | 0 | 0
solar_i | R12_WEU | 0 | 0 | 0 | 0 | 0 | 0 | 0 | 0 | 0 | 0 | 0 | 0 | 0 | 0 | 0 | 0 | 0
h2_fc_I | R12_AFR | 0 | 0 | 0 | 0 | 0 | 0 | 0 | 0 | 0 | 0 | 0 | 0 | 0 | 0 | 0 | 0 | 0
h2_fc_I | R12_RCPA | 0 | 0 | 0 | 0 | 0 | 0 | 0 | 0 | 0 | 0 | 0 | 0 | 0 | 0 | 0 | 0 | 0
h2_fc_I | R12_CHN | 0 | 0 | 0 | 0 | 0 | 0 | 0 | 0 | 0 | 0 | 0 | 0 | 0 | 0 | 0 | 0 | 0
h2_fc_I | R12_EEU | 0 | 0 | 0 | 0 | 0 | 0 | 0 | 0 | 0 | 0 | 0 | 0 | 0 | 0 | 0 | 0 | 0
h2_fc_I | R12_FSU | 0 | 0 | 0 | 0 | 0 | 0 | 0 | 0 | 0 | 0 | 0 | 0 | 0 | 0 | 0 | 0 | 0
h2_fc_I | R12_LAM | 0 | 0 | 0 | 0 | 0 | 0 | 0 | 0 | 0 | 0 | 0 | 0 | 0 | 0 | 0 | 0 | 0
h2_fc_I | R12_MEA | 0 | 0 | 0 | 0 | 0 | 0 | 0 | 0 | 0 | 0 | 0 | 0 | 0 | 0 | 0 | 0 | 0
h2_fc_I | R12_NAM | 0 | 0 | 0 | 0 | 0 | 0 | 0 | 0 | 0 | 0 | 0 | 0 | 0 | 0 | 0 | 0 | 0
h2_fc_I | R12_PAO | 0 | 0 | 0 | 0 | 0 | 0 | 0 | 0 | 0 | 0 | 0 | 0 | 0 | 0 | 0 | 0 | 0
h2_fc_I | R12_PAS | 0 | 0 | 0 | 0 | 0 | 0 | 0 | 0 | 0 | 0 | 0 | 0 | 0 | 0 | 0 | 0 | 0
h2_fc_I | R12_SAS | 0 | 0 | 0 | 0 | 0 | 0 | 0 | 0 | 0 | 0 | 0 | 0 | 0 | 0 | 0 | 0 | 0
h2_fc_I | R12_WEU | 0 | 0 | 0 | 0 | 0 | 0 | 0 | 0 | 0 | 0 | 0 | 0 | 0 | 0 | 0 | 0 | 0
h2_fc_RC | R12_AFR | 0 | 0 | 0 | 0 | 0 | 0 | 0 | 0 | 0 | 0 | 0 | 0 | 0 | 0 | 0 | 0 | 0
h2_fc_RC | R12_RCPA | 0 | 0 | 0 | 0 | 0 | 0 | 0 | 0 | 0 | 0 | 0 | 0 | 0 | 0 | 0 | 0 | 0
h2_fc_RC | R12_CHN | 0 | 0 | 0 | 0 | 0 | 0 | 0 | 0 | 0 | 0 | 0 | 0 | 0 | 0 | 0 | 0 | 0
h2_fc_RC | R12_EEU | 0 | 0 | 0 | 0 | 0 | 0 | 0 | 0 | 0 | 0 | 0 | 0 | 0 | 0 | 0 | 0 | 0
h2_fc_RC | R12_FSU | 0 | 0 | 0 | 0 | 0 | 0 | 0 | 0 | 0 | 0 | 0 | 0 | 0 | 0 | 0 | 0 | 0
h2_fc_RC | R12_LAM | 0 | 0 | 0 | 0 | 0 | 0 | 0 | 0 | 0 | 0 | 0 | 0 | 0 | 0 | 0 | 0 | 0
h2_fc_RC | R12_MEA | 0 | 0 | 0 | 0 | 0 | 0 | 0 | 0 | 0 | 0 | 0 | 0 | 0 | 0 | 0 | 0 | 0
h2_fc_RC | R12_NAM | 0 | 0 | 0 | 0 | 0 | 0 | 0 | 0 | 0 | 0 | 0 | 0 | 0 | 0 | 0 | 0 | 0
h2_fc_RC | R12_PAO | 0 | 0 | 0 | 0 | 0 | 0 | 0 | 0 | 0 | 0 | 0 | 0 | 0 | 0 | 0 | 0 | 0
h2_fc_RC | R12_PAS | 0 | 0 | 0 | 0 | 0 | 0 | 0 | 0 | 0 | 0 | 0 | 0 | 0 | 0 | 0 | 0 | 0
h2_fc_RC | R12_SAS | 0 | 0 | 0 | 0 | 0 | 0 | 0 | 0 | 0 | 0 | 0 | 0 | 0 | 0 | 0 | 0 | 0
h2_fc_RC | R12_WEU | 0 | 0 | 0 | 0 | 0 | 0 | 0 | 0 | 0 | 0 | 0 | 0 | 0 | 0 | 0 | 0 | 0

## FC scenario
FC LSM IEA scenario | Logistic Fit (data) | Gompertz Fit (data) | Sharif-Kabir(g=0.5)Fit (data) | Floyd Fit (data) | Linear Fit (data) | Exponential Fit (data) | cum logistic | doublings | intial | LR |  | cumexpon | doublings | initial | LR
2000 | 0.0072546 | 4.7 | 0.00098407 | 0.00063574 | -10 | 0.029157 | 0.0088699 |  |  | 35 | (Rivera et al) | 0.029157 |  |  | 15 | Model T Ford
2001 | 0.0088699 | 4.7 | 0.0012715 | 0.00083531 | -9.58 | 0.033362 | 0.01774 | 1 | 2000 |  | 1883 | 0.062519 | 1 | 2000
2002 | 0.010844 | 4.7 | 0.001643 | 0.0010975 | -9.16 | 0.038174 | 0.028584 |  |  |  |  | 0.10069
2003 | 0.013258 | 4.7 | 0.0021229 | 0.0014419 | -8.74 | 0.043679 | 0.041842 | 2 | 1300 |  |  | 0.14437 | 2 | 1700
2004 | 0.016208 | 4.7 | 0.0027429 | 0.0018945 | -8.32 | 0.049979 | 0.05805 |  |  |  |  | 0.19435
2005 | 0.019813 | 4.7 | 0.0035439 | 0.002489 | -7.9 | 0.057187 | 0.077863 | 3 | 845 |  |  | 0.25154 | 3 | 1445
2006 | 0.024218 | 4.7 | 0.0045787 | 0.0032701 | -7.48 | 0.065434 | 0.10208 |  |  |  |  | 0.31697
2007 | 0.029599 | 4.7 | 0.0059155 | 0.004296 | -7.06 | 0.074872 | 0.13168 |  |  |  |  | 0.39184
2008 | 0.036172 | 4.7 | 0.0076423 | 0.0056436 | -6.64 | 0.08567 | 0.16785 | 4 | 549.25 |  |  | 0.47751 | 4 | 1228.25
2009 | 0.044198 | 4.7 | 0.0098725 | 0.0074134 | -6.22 | 0.098025 | 0.21205 |  |  |  |  | 0.57554
2010 | 0.053996 | 4.7 | 0.012752 | 0.0097375 | -5.8 | 0.11216 | 0.26605 |  |  |  | 163 | 0.6877
2011 | 0.065952 | 4.7 | 0.016471 | 0.012789 | -5.38 | 0.12834 | 0.332 | 5 | 357.0125 |  |  | 0.81604
2012 | 0.080533 | 4.7 | 0.021271 | 0.016794 | -4.96 | 0.14685 | 0.41253 |  |  |  |  | 0.96289 | 5 | 1044.0125
2013 | 0.098308 | 4.7 | 0.027465 | 0.022049 | -4.54 | 0.16803 | 0.51084 |  |  |  |  | 1.1309
2014 | 0.11996 | 4.7 | 0.035455 | 0.028942 | -4.12 | 0.19226 | 0.6308 | 6 | 232.0581 |  |  | 1.3232
2015 | 0.14631 | 4.7 | 0.045756 | 0.037978 | -3.7 | 0.21999 | 0.77711 |  |  |  |  | 1.5432
2016 | 0.17834 | 4.7 | 0.059029 | 0.049814 | -3.28 | 0.25172 | 0.95545 |  |  |  |  | 1.7949
2017 | 0.21724 | 4.7 | 0.076117 | 0.065304 | -2.86 | 0.28802 | 1.1727 | 7 | 150.8378 |  |  | 2.0829 | 6 | 887.4106
2018 | 0.2644 | 4.7 | 0.098092 | 0.08555 | -2.44 | 0.32956 | 1.4371 |  |  |  |  | 2.4125
2019 | 0.32147 | 4.7 | 0.12631 | 0.11197 | -2.02 | 0.37709 | 1.7586 |  |  |  |  | 2.7895
2020 | 0.39038 | 4.7 | 0.16249 | 0.14637 | -1.6 | 0.43147 | 2.1489 |  | 100 |  | 38 | 3.221 |  | 750
2021 | 0.47334 | 4.7 | 0.20877 | 0.19105 | -1.18 | 0.4937 | 2.6223 | 8 | 98.0446 |  |  | 3.7147 | 7 | 754.299
2022 | 0.57291 | 4.7 | 0.26779 | 0.24888 | -0.76 | 0.5649 | 3.1952 |  |  |  |  | 4.2796
2023 | 0.69193 | 4.7 | 0.3428 | 0.32337 | -0.34 | 0.64637 | 3.8871 |  |  |  |  | 4.926
2024 | 0.83355 | 4.7 | 0.43767 | 0.41878 | 0.08 | 0.73959 | 4.7207 | 9 | 63.729 |  |  | 5.6656
2025 | 1.0011 | 4.7 | 0.55698 | 0.54008 | 0.5 | 0.84626 | 5.7218 |  |  |  |  | 6.5118
2026 | 1.198 | 4.7 | 0.70591 | 0.69289 | 0.92 | 0.96831 | 6.9198 |  |  |  |  | 7.4801 | 8 | 641.1542
2027 | 1.4277 | 4.7 | 0.89016 | 0.88321 | 1.34 | 1.108 | 8.3475 |  |  |  |  | 8.5881
2028 | 1.6931 | 4.7 | 1.1156 | 1.117 | 1.76 | 1.2678 | 10.0406 | 10 | 41.4238 |  |  | 9.8559
2029 | 1.9966 | 4.7 | 1.3877 | 1.3994 | 2.18 | 1.4506 | 12.0372 |  |  |  |  | 11.3065
2030 | 2.3397 | 4.7 | 1.711 | 1.734 | 2.6 | 1.6598 | 14.3769 |  | 30 |  |  | 12.9663 |  | 550
2031 | 2.7221 | 4.7 | 2.0879 | 2.1219 | 3.02 | 1.8992 | 17.099 |  |  |  |  | 14.8654
2032 | 3.1421 | 4.7 | 2.5182 | 2.5607 | 3.44 | 2.1731 | 20.2411 | 11 | 26.9255 |  |  | 17.0385 | 9 | 544.9811
2033 | 3.5958 | 4.7 | 2.9978 | 3.0444 | 3.86 | 2.4865 | 23.8369 |  |  |  |  | 19.525
2034 | 4.0772 | 4.7 | 3.5192 | 3.5636 | 4.28 | 2.8451 | 27.914 |  |  |  |  | 22.3701
2035 | 4.5785 | 4.7 | 4.071 | 4.1065 | 4.7 | 3.2554 | 32.4925 |  |  |  |  | 25.6255
2036 | 5.0902 | 4.7 | 4.6395 | 4.6603 | 5.12 | 3.7249 | 37.5828 | 12 | 17.5016 |  |  | 29.3504
2037 | 5.6023 | 4.7 | 5.2103 | 5.2122 | 5.54 | 4.2621 | 43.1851 |  |  |  |  | 33.6126 | 10 | 463.2339
2038 | 6.1046 | 4.7 | 5.7698 | 5.7514 | 5.96 | 4.8768 | 49.2897 |  |  |  |  | 38.4894
2039 | 6.5875 | 4.7 | 6.3064 | 6.2692 | 6.38 | 5.5802 | 55.8771 |  |  |  |  | 44.0696
2040 | 7.0431 | 4.7 | 6.8115 | 6.7595 | 6.8 | 6.385 | 62.9202 |  | 15 |  |  | 50.4546 |  | 400
2041 | 7.4653 | 4.7 | 7.2796 | 7.2185 | 7.22 | 7.3058 | 70.3856 |  |  |  |  | 57.7604
2042 | 7.8502 | 4.7 | 7.7082 | 7.6444 | 7.64 | 8.3595 | 78.2358 | 13 | 11.376 |  |  | 66.1199 | 11 | 393.7488
2043 | 8.1957 | 4.7 | 8.0969 | 8.0373 | 8.06 | 9.5651 | 86.4315 |  |  |  |  | 75.685
2044 | 8.5017 | 4.7 | 8.4471 | 8.3979 | 8.48 | 10.9446 | 94.9332 |  |  |  |  | 86.6296
2045 | 8.7695 | 4.7 | 8.7612 | 8.728 | 8.9 | 12.5231 | 103.7027 |  |  |  |  | 99.1527
2046 | 9.0013 | 4.7 | 9.0421 | 9.0297 | 9.32 | 14.3292 | 112.704 |  |  |  |  | 113.4819
2047 | 9.2002 | 4.7 | 9.2931 | 9.3051 | 9.74 | 16.3958 | 121.9041 |  |  |  |  | 129.8776 | 12 | 334.6865
2048 | 9.3695 | 4.7 | 9.5173 | 9.5567 | 10.16 | 18.7604 | 131.2736 |  |  |  |  | 148.638
2049 | 9.5126 | 4.7 | 9.7178 | 9.7865 | 10.58 | 21.4661 | 140.7862 |  |  |  |  | 170.1041
2050 | 9.633 | 4.7 | 9.8973 | 9.9967 | 11 | 24.5619 | 150.4192 | 14 | 7.3944 |  |  | 194.666 |  | 300
2051 | 9.7337 | 4.7 | 10.0585 | 10.1892 | 11.42 | 28.1043 | 160.1528 |  |  |  |  | 222.7703
2052 | 9.8176 | 4.7 | 10.2034 | 10.3659 | 11.84 | 32.1576 | 169.9704 |  |  |  |  | 254.9279 | 13 | 284.4835
2053 | 9.8873 | 4.7 | 10.3341 | 10.5282 | 12.26 | 36.7954 | 179.8577 |  |  |  |  | 291.7233
2054 | 9.9451 | 4.7 | 10.4522 | 10.6776 | 12.68 | 42.1021 | 189.8028 |  |  |  |  | 333.8255
2055 | 9.9928 | 4.7 | 10.5594 | 10.8154 | 13.1 | 48.1742 | 199.7956 |  |  |  |  | 381.9997
2056 | 10.0322 | 4.7 | 10.6568 | 10.9427 | 13.52 | 55.122 | 209.8277 |  |  |  |  | 437.1217
2057 | 10.0646 | 4.7 | 10.7455 | 11.0606 | 13.94 | 63.0718 | 219.8923 |  |  |  |  | 500.1935 | 14 | 241.811
2058 | 10.0913 | 4.7 | 10.8267 | 11.17 | 14.36 | 72.1682 | 229.9836 |  |  |  |  | 572.3616
2059 | 10.1132 | 4.7 | 10.901 | 11.2717 | 14.78 | 82.5764 | 240.0968 |  |  |  |  | 654.938
2060 | 10.1312 | 4.7 | 10.9694 | 11.3663 | 15.2 | 94.4858 | 250.228 |  |  |  |  | 749.4238 |  | 200
2061 | 10.146 | 4.7 | 11.0323 | 11.4546 | 15.62 | 108.1127 | 260.3739 |  |  |  |  | 857.5365
2062 | 10.1581 | 4.7 | 11.0904 | 11.5371 | 16.04 | 123.705 | 270.532 |  |  |  |  | 981.2415 | 15 | 205.5393
2063 | 10.168 | 4.7 | 11.1442 | 11.6144 | 16.46 | 141.546 | 280.7 |  |  |  |  | 1122.7874
2064 | 10.1761 | 4.7 | 11.1941 | 11.6867 | 16.88 | 161.96 | 290.8761 | 15 | 4.8064 |  |  | 1284.7474
2065 | 10.1828 | 4.7 | 11.2404 | 11.7547 | 17.3 | 185.3183 | 301.0588 |  |  |  |  | 1470.0657
2066 | 10.1882 | 4.7 | 11.2836 | 11.8186 | 17.72 | 212.0453 | 311.2471 |  |  |  |  | 1682.1109
2067 | 10.1927 | 4.7 | 11.3239 | 11.8788 | 18.14 | 242.6269 | 321.4397 |  |  |  |  | 1924.7378 | 16 | 174.7084
2068 | 10.1963 | 4.7 | 11.3615 | 11.9356 | 18.56 | 277.6191 | 331.6361 |  |  |  |  | 2202.3569
2069 | 10.1993 | 4.7 | 11.3968 | 11.9892 | 18.98 | 317.6579 | 341.8354 |  |  |  |  | 2520.0148
2070 | 10.2018 | 4.7 | 11.4298 | 12.04 | 19.4 | 363.4712 | 352.0371 |  |  |  |  | 2883.486 | 17 | 148.5022
2071 | 10.2038 | 4.7 | 11.4609 | 12.088 | 19.82 | 415.8918 | 362.2409 |  |  |  |  | 3299.3779
2072 | 10.2054 | 4.7 | 11.4902 | 12.1335 | 20.24 | 475.8727 | 372.4463 |  |  |  |  | 3775.2505
2073 | 10.2067 | 4.7 | 11.5177 | 12.1767 | 20.66 | 544.5041 | 382.653 |  |  |  |  | 4319.7546
2074 | 10.2078 | 4.7 | 11.5438 | 12.2177 | 21.08 | 623.0336 | 392.8608 |  |  |  |  | 4942.7882
2075 | 10.2087 | 4.7 | 11.5683 | 12.2568 | 21.5 | 712.8889 | 403.0695 |  |  |  |  | 5655.6771
2076 | 10.2094 | 4.7 | 11.5916 | 12.294 | 21.92 | 815.7033 | 413.279 |  |  |  |  | 6471.3805
2077 | 10.21 | 4.7 | 11.6137 | 12.3294 | 22.34 | 933.3458 | 423.489 |  |  |  |  | 7404.7263
2078 | 10.2105 | 4.7 | 11.6346 | 12.3632 | 22.76 | 1067.955 | 433.6996 |  |  |  |  | 8472.6813 | 18 | 126.2268
2079 | 10.2109 | 4.7 | 11.6545 | 12.3955 | 23.18 | 1221.9778 | 443.9105 |  |  |  |  | 9694.6592
2080 | 10.2113 | 4.7 | 11.6734 | 12.4264 | 23.6 | 1398.2142 | 454.1218 |  |  |  |  | 11092.8734
2081 | 10.2115 | 4.7 | 11.6914 | 12.4559 | 24.02 | 1599.8677 | 464.3333 |  |  |  |  | 12692.741
2082 | 10.2118 | 4.7 | 11.7085 | 12.4842 | 24.44 | 1830.6041 | 474.5451 |  |  |  |  | 14523.3451
2083 | 10.2119 | 4.7 | 11.7249 | 12.5113 | 24.86 | 2094.6179 | 484.757 |  |  |  |  | 16617.963 | 19 | 107.2928
2084 | 10.2121 | 4.7 | 11.7405 | 12.5373 | 25.28 | 2396.7082 | 494.9691 |  |  |  |  | 19014.6712
2085 | 10.2122 | 4.7 | 11.7554 | 12.5623 | 25.7 | 2742.3668 | 505.1813 |  |  |  |  | 21757.038
2086 | 10.2123 | 4.7 | 11.7697 | 12.5862 | 26.12 | 3137.8769 | 515.3936 |  |  |  |  | 24894.9149
2087 | 10.2124 | 4.7 | 11.7834 | 12.6093 | 26.54 | 3590.4284 | 525.6059 |  |  |  |  | 28485.3433
2088 | 10.2124 | 4.7 | 11.7965 | 12.6314 | 26.96 | 4108.2478 | 535.8184 |  |  |  |  | 32593.5911 | 20 | 91.1989
2089 | 10.2125 | 4.7 | 11.809 | 12.6528 | 27.38 | 4700.7484 | 546.0309 |  |  |  |  | 37294.3395
2090 | 10.2125 | 4.7 | 11.8211 | 12.6733 | 27.8 | 5378.7006 | 556.2434 |  |  |  |  | 42673.0401
2091 | 10.2126 | 4.7 | 11.8327 | 12.6931 | 28.22 | 6154.4286 | 566.456 |  |  |  |  | 48827.4687
2092 | 10.2126 | 4.7 | 11.8438 | 12.7122 | 28.64 | 7042.0338 | 576.6686 |  |  |  |  | 55869.5025
2093 | 10.2126 | 4.7 | 11.8545 | 12.7306 | 29.06 | 8057.6514 | 586.8812 |  |  |  |  | 63927.1538 | 21 | 77.5191
2094 | 10.2126 | 4.7 | 11.8648 | 12.7484 | 29.48 | 9219.7435 | 597.0939 | 16 | 3.1241 |  |  | 73146.8974
2095 | 10.2127 | 4.7 | 11.8747 | 12.7656 | 29.9 | 10549.4351 | 607.3065 |  |  |  |  | 83696.3325
2096 | 10.2127 | 4.7 | 11.8843 | 12.7822 | 30.32 | 12070.8978 | 617.5192 |  |  |  |  | 95767.2303
2097 | 10.2127 | 4.7 | 11.8935 | 12.7982 | 30.74 | 13811.7892 | 627.7319 |  |  |  |  | 109579.0195
2098 | 10.2127 | 4.7 | 11.9024 | 12.8138 | 31.16 | 15803.7557 | 637.9446 |  |  |  |  | 125382.7752 | 22 | 65.8912
2099 | 10.2127 | 4.7 | 11.911 | 12.8288 | 31.58 | 18083.008 | 648.1573 |  |  |  |  | 143465.7832
2100 | 10.2127 | 4.7 | 11.9193 | 12.8434 | 32 | 20690.9791 | 658.37 |  |  |  |  | 164156.7624